## Images
Photo | Brand | Catalogue | Family | Description | Image file | From | Models it represents | Model codes | Same photo also used for
| CoreShine | coreshine | S-Line | S-Line steel trunking linear luminaire 1500 mm, 160 / 180 lm/W | images/coreshine/s-line-0.jpg | Coreshine.pdf p.16 | 10 | CFLS-1535, CFLS-1550, CFLS-1570, CFLS-1535-DA, CFLS-1550-DA, CFLS-1570-DA, CFL-1230, CFL-1240, CFL-1260, CFL-3070
| CoreShine | coreshine | U-Line | U-Line indirect / direct trunking linear luminaire 30–120 W, 135 / 150 lm/W | images/coreshine/u-line-1.jpg | Coreshine.pdf p.32 | 8 | CULS-1550, CULS-1570, CULS-1230-10, CULS-1245-10, CULS-1260-10, CULS-2460-10, CULS-2490-10, CULS-24120-10
| CoreShine | coreshine | T-Line K1 | T-Line track linear – K1 single tilting panel (0–30°), 30×30° optic, 160 / 180 lm/W | images/coreshine/t-line-k1-2.jpg | Coreshine.pdf p.39 | 2 | CTLS1-0620, CTLS1-1550
| CoreShine | coreshine | T-Line K2 | T-Line track linear – K2 twin wings tilting (30×90° asymmetric, shelf lighting), 160 / 180 lm/W | images/coreshine/t-line-k2-3.jpg | Coreshine.pdf p.40 | 2 | CTLS2-0620, CTLS2-1550
| CoreShine | coreshine | T-Line K3 | T-Line track linear – K3 central linear + twin tilting wings, 160 / 180 lm/W | images/coreshine/t-line-k3-4.jpg | Coreshine.pdf p.41 | 2 | CTLS3-0620, CTLS3-1550
| CoreShine | coreshine | H-Line H40 | H-Line H40 seamless linear, tunable white, UGR<19, 142 lm/W | images/coreshine/h-line-h40-5.jpg | Coreshine.pdf p.66 | 3 | CHL4-1235, CHL4-1535, CHL4-2470 | H-Line H60, H-Line H90
| CoreShine | coreshine | H-Line H60 | H-Line H60 seamless linear, tunable white, UGR<19, 142 lm/W | images/coreshine/h-line-h40-5.jpg | Coreshine.pdf p.66 | 3 | CHL6-1235, CHL6-1535, CHL6-2470 | H-Line H40, H-Line H90
| CoreShine | coreshine | H-Line H90 | H-Line H90 seamless linear, tunable white, UGR<19, 142 lm/W | images/coreshine/h-line-h40-5.jpg | Coreshine.pdf p.66 | 3 | CHL9-1235, CHL9-1535, CHL9-2470 | H-Line H40, H-Line H60
| CoreShine | coreshine | C-Line | C-Line linear system 16–80 W, 570 / 1416 mm, 160 / 180 lm/W | images/coreshine/c-line-8.jpg | Coreshine.pdf p.71 | 6 | C-Line 16W, C-Line 26W, C-Line 32W, C-Line 40W, C-Line 65W, C-Line 80W
| GRNLED (Greenriy Technology) | grnled |  | Hot Sale LED Track Light (2 Wires & 1 Circuit) | images/grnled/hot-sale-led-track-light-2-wires-1-circuit-0.jpg | 2026_GRNLED_Catalogue.pdf p.6 | 6 | GR-TL-10WA, GR-TL-15WA, GR-TL-20WA, GR-TL-30WA, GR-TL-35WA, GR-TL-40WA
| GRNLED (Greenriy Technology) | grnled |  | Integrated Driver LED Track Light ( High End 3 Phases ) | images/grnled/integrated-driver-led-track-light-high-end-3-phases-1.jpg | 2026_GRNLED_Catalogue.pdf p.6 | 5 | GR-TL-20WF, GR-TL-25WF, GR-TL-30WF, GR-TL-35WF, GR-TL-40WF
| GRNLED (Greenriy Technology) | grnled |  | Commercial LED Track Light ( Competitive price for 3 Phases) | images/grnled/commercial-led-track-light-competitive-price-for-3-phases-2.jpg | 2026_GRNLED_Catalogue.pdf p.6 | 3 | GR-TL-25WB, GR-TL-30WB, GR-TL-35WB
| GRNLED (Greenriy Technology) | grnled |  | Adjustable Beam angle Track Light | images/grnled/adjustable-beam-angle-track-light-3.jpg | 2026_GRNLED_Catalogue.pdf p.6 | 5 | GR-TL-10WD, GR-TL-15WD, GR-TL-20WD, GR-TL-25WD, GR-TL-30WD
| GRNLED (Greenriy Technology) | grnled |  | Zoomable & Shapable Track Light | images/grnled/zoomable-shapable-track-light-4.jpg | 2026_GRNLED_Catalogue.pdf p.7 | 5 | GR-TL-7WT, GR-TL-10WT, GR-TL-15WT, GR-TL-20WT, GR-TL-30WT
| GRNLED (Greenriy Technology) | grnled |  | Commercial Track Light | images/grnled/commercial-track-light-5.jpg | 2026_GRNLED_Catalogue.pdf p.7 | 4 | GR-TL-10WF-6, GR-TL-15WF-6, GR-TL-20WF-6, GR-TL-30WF-6
| GRNLED (Greenriy Technology) | grnled |  | Linear LED Track Light （Isolated driver type & high quality) | images/grnled/linear-led-track-light-isolated-driver-type-high-quality-6.jpg | 2026_GRNLED_Catalogue.pdf p.7 | 4 | GR-TL-10WL, GR-TL-18WL, GR-TL-28WL, GR-TL-35WL
| GRNLED (Greenriy Technology) | grnled | GR-TL-B-3 | Round LED Track Light | images/grnled/gr-tl-b-3-7.jpg | 2026_GRNLED_Catalogue.pdf p.7 | 4 | GR-TL-7WB-3, GR-TL-12WB-3, GR-TL-18WB-3, GR-TL-24WB-3
| GRNLED (Greenriy Technology) | grnled |  | Back-Lit Panel Light | images/grnled/back-lit-panel-light-8.jpg | 2026_GRNLED_Catalogue.pdf p.8 | 5 | GR-PL3030-18WD, GR-PL6030-24WD, GR-PL6060-40WD, GR-PL12030-40WD, GR-PL12060-80WD
| GRNLED (Greenriy Technology) | grnled |  | Waterproof Backlit LED Panel Light | images/grnled/waterproof-backlit-led-panel-light-9.jpg | 2026_GRNLED_Catalogue.pdf p.8 | 5 | GR-PL3030-18WB, GR-PL6030-24WB, GR-PL6060-40WB, GR-PL12030-40WB, GR-PL12060-72WB
| GRNLED (Greenriy Technology) | grnled |  | Surface LED Panel Light | images/grnled/surface-led-panel-light-10.jpg | 2026_GRNLED_Catalogue.pdf p.8 | 4 | GR-PL6030-24WF, GR-PL6060-40WF, GR-PL12030-40WF, GR-PL12060-72WF
| GRNLED (Greenriy Technology) | grnled |  | Edgelit Slim Surface Panel Light for Cleanroom | images/grnled/edgelit-slim-surface-panel-light-for-cleanroom-11.jpg | 2026_GRNLED_Catalogue.pdf p.8 | 5 | GR-PL3030-18WA, GR-PL6030-24WA, GR-PL6060-40WA, GR-PL12030-40WA, GR-PL12060-72WA
| GRNLED (Greenriy Technology) | grnled |  | Continuous Pendant Linear Light | images/grnled/continuous-pendant-linear-light-12.jpg | 2026_GRNLED_Catalogue.pdf p.9 | 4 | GR--L5070-60, GR-LS-5070-120, GR-LS5070-150, GR-LS5070-240
| GRNLED (Greenriy Technology) | grnled |  | Continuous Recessed Linear Light | images/grnled/continuous-recessed-linear-light-13.jpg | 2026_GRNLED_Catalogue.pdf p.9 | 5 | GR-LS-5035-120, GR-LS-5035-150, GR-LS-5035-240, GR-LS-6535-120, GR-LS-6535-150
| GRNLED (Greenriy Technology) | grnled |  | Combination Pendant Linear Light | images/grnled/combination-pendant-linear-light-14.jpg | 2026_GRNLED_Catalogue.pdf p.9 | 2 | GR-LS6636-36W, GR-LS6636-36W
| GRNLED (Greenriy Technology) | grnled |  | Round Pendant Linear Light | images/grnled/round-pendant-linear-light-15.jpg | 2026_GRNLED_Catalogue.pdf p.9 | 2 | GR-LS60-120, GR-LS60-150
| GRNLED (Greenriy Technology) | grnled |  | Top Weatherproof LED batten | images/grnled/top-weatherproof-led-batten-16.jpg | 2026_GRNLED_Catalogue.pdf p.10 | 6 | GR-TP-2F2A, GR-TP-4F1A, GR-TP-4F2A, GR-TP-5F1A, GR-TP-5F2A, GR-TP-6F2A
| GRNLED (Greenriy Technology) | grnled |  | Weatherproof LED batten with T8 LED Tube | images/grnled/weatherproof-led-batten-with-t8-led-tube-17.jpg | 2026_GRNLED_Catalogue.pdf p.10 | 6 | GR-TP-2F1B, GR-TP-2F2B, GR-TP-4F1B, GR-TP-4F2B, GR-TP-5F1B, GR-TP-5F2B
| GRNLED (Greenriy Technology) | grnled | GR-TP-U | Whole Plastic Body LED batten | images/grnled/gr-tp-u-18.jpg | 2026_GRNLED_Catalogue.pdf p.10 | 3 | GR-TP-2F2U, GR-TP-4F2U, GR-TP-5F2U
| GRNLED (Greenriy Technology) | grnled |  | Linkable T5 / T8 LED batten | images/grnled/linkable-t5-t8-led-batten-19.jpg | 2026_GRNLED_Catalogue.pdf p.10 | 6 | GR-T5-2F, GR-T5-3F, GR-T5-4F, GR-T8-2F, GR-T8-3F, GR-T8-4F
| GRNLED (Greenriy Technology) | grnled | GR-TP-L | IP44 Dustproof LED Batten | images/grnled/gr-tp-l-20.jpg | 2026_GRNLED_Catalogue.pdf p.10 | 3 | GR-TP-2F2L, GR-TP-4F2L, GR-TP-5F2L
| GRNLED (Greenriy Technology) | grnled | GR-DL-A | Hot sale Anti Glare Downlight | images/grnled/gr-dl-a-21.jpg | 2026_GRNLED_Catalogue.pdf p.11 | 7 | GR-DL-7WA, GR-DL-9WA, GR-DL-12WA, GR-DL-15WA, GR-DL-18WA, GR-DL-24WA, GR-DL-30WA
| GRNLED (Greenriy Technology) | grnled | GR-DL-B-9 | Top Newest Downlight | images/grnled/gr-dl-b-9-22.jpg | 2026_GRNLED_Catalogue.pdf p.11 | 5 | GR-DL-15WB-9, GR-DL-25WB-9, GR-DL-35WB-9, GR-DL-40WB-9, GR-DL-50WB-9
| GRNLED (Greenriy Technology) | grnled | GR-DL-B-5 | Commercial Downlight | images/grnled/gr-dl-b-5-23.jpg | 2026_GRNLED_Catalogue.pdf p.11 | 5 | GR-DL-7WB-5, GR-DL-10WB-5, GR-DL-15WB-5, GR-DL-20WB-5, GR-DL-25WB-5
| GRNLED (Greenriy Technology) | grnled | GR-DL-S | High Power Commercial Downlight | images/grnled/gr-dl-s-24.jpg | 2026_GRNLED_Catalogue.pdf p.11 | 4 | GR-DL-30WS, GR-DL-35WS, GR-DL-40WS, GR-DL-50WS
| GRNLED (Greenriy Technology) | grnled | GR-DL-A-3 | High lumens Anti glare Downlight | images/grnled/gr-dl-a-3-25.jpg | 2026_GRNLED_Catalogue.pdf p.12 | 7 | GR-DL-12WA-3, GR-DL-15WA-3, GR-DL-20WA-3, GR-DL-24WA-3, GR-DL-30WA-3, GR-DL-40WA-3, GR-DL-50WA-3
| GRNLED (Greenriy Technology) | grnled | GR-DL-A-6 | Competitive Commercial Deep Downlight -24/36/60° | images/grnled/gr-dl-a-6-26.jpg | 2026_GRNLED_Catalogue.pdf p.12 | 5 | GR-DL-12WA-6, GR-DL-15WA-6, GR-DL-20WA-6, GR-DL-24WA-6, GR-DL-30WA-6
| GRNLED (Greenriy Technology) | grnled | GR-DL-A-8 | Deep Downlight | images/grnled/gr-dl-a-8-27.jpg | 2026_GRNLED_Catalogue.pdf p.12 | 5 | GR-DL-7WA-8, GR-DL-10WA-8, GR-DL-15WA-8, GR-DL-18WA-8, GR-DL-25WA-8
| GRNLED (Greenriy Technology) | grnled | GR-DL-A-1 | Competitive Deep Downlight | images/grnled/gr-dl-a-1-28.jpg | 2026_GRNLED_Catalogue.pdf p.12 | 5 | GR-DL-7WA-1, GR-DL-12WA-1, GR-DL-15WA-1, GR-DL-18WA-1, GR-DL-24WA-1
| GRNLED (Greenriy Technology) | grnled | GR-DL-G-5 | Super Anti glare spotlight | images/grnled/gr-dl-g-5-29.jpg | 2026_GRNLED_Catalogue.pdf p.12 | 5 | GR-DL-7WG-5, GR-DL-10WG-5, GR-DL-12WG-5, GR-DL-18WG-5, GR-DL-20WG-5
| GRNLED (Greenriy Technology) | grnled | GR-DL-E | Hot sale & Competitive downlight | images/grnled/gr-dl-e-30.jpg | 2026_GRNLED_Catalogue.pdf p.13 | 6 | GR-DL-7WE, GR-DL-9WE, GR-DL-12WE, GR-DL-15WE, GR-DL-18WE, GR-DL-24WE
| GRNLED (Greenriy Technology) | grnled | GR-DL-A-2 | Commercial downlight | images/grnled/gr-dl-a-2-31.jpg | 2026_GRNLED_Catalogue.pdf p.13 | 6 | GR-DL-7WA-2, GR-DL-10WA-2, GR-DL-12WA-2, GR-DL-15WA-2, GR-DL-20WA-2, GR-DL30WA-2
| GRNLED (Greenriy Technology) | grnled | GR-DL-B-4 | Top Commercial downlight | images/grnled/gr-dl-b-4-32.jpg | 2026_GRNLED_Catalogue.pdf p.13 | 6 | GR-DL-10WB-4, GR-DL-12WB-4, GR-DL-15WB-4, GR-DL-20WB-4, GR-DL-30WB-4, GR-DL-40WB-4
| GRNLED (Greenriy Technology) | grnled | GR-DL-B-11 | Competitive Recessed downlight | images/grnled/gr-dl-b-11-33.jpg | 2026_GRNLED_Catalogue.pdf p.13 | 7 | GR-DL-7WB-11, GR-DL-9WB-11, GR-DL-12WB-11, GR-DL-15WB-11, GR-DL20WB-11, GR-DL-25WB-11, GR-DL-35WB-11
| GRNLED (Greenriy Technology) | grnled | GR-DL-Y | Slim Recessed LED Downlight MOQ:300/model | images/grnled/gr-dl-y-34.jpg | 2026_GRNLED_Catalogue.pdf p.13 | 6 | GR-DL-7WY, GR-DL-10WY, GR-DL-12WY, GR-DL-15WY, GR-DL-20WY, GR-DL-30WY
| GRNLED (Greenriy Technology) | grnled | GR-DL-B-1 | Top COB downlight with Glass Cover | images/grnled/gr-dl-b-1-35.jpg | 2026_GRNLED_Catalogue.pdf p.14 | 6 | GR-DL-10WB-1, GR-DL-12WB-1, GR-DL-15WB-1, GR-DL-20WB-1, GR-DL-30WB-1, GR-DL-40WB-1
| GRNLED (Greenriy Technology) | grnled | GR-DL-B-8 | Top COB downlight with Glass Cover | images/grnled/gr-dl-b-8-36.jpg | 2026_GRNLED_Catalogue.pdf p.14 | 5 | GR-DL-15WB-8, GR-DL-20WB-B, GR-DL-30WB-8, GR-DL-40WB-8, GR-DL-50WB-8
| GRNLED (Greenriy Technology) | grnled | GR-DL-A-5 | Anti Glare COB downlight | images/grnled/gr-dl-a-5-37.jpg | 2026_GRNLED_Catalogue.pdf p.14 | 6 | GR-DL-10WA-5, GR-DL-15WA-5, GR-DL-20WA-5, GR-DL-25WA-5, GR-DL-30WA-5, GR-DL-35WA-5
| GRNLED (Greenriy Technology) | grnled |  | 9inch / 10inch Commercial downlight with cutout 200-280mm | images/grnled/9inch-10inch-commercial-downlight-with-cutout-200-280mm-38.jpg | 2026_GRNLED_Catalogue.pdf p.14 | 4 | GR-DL-30WA-9in, GR-DL-30WA-10in, GR-DL-40WB-9in, GR-DL-40WB-10in
| GRNLED (Greenriy Technology) | grnled | GR-DL-F | Fixed Large Distribution Trimless LED Downlight | images/grnled/gr-dl-f-39.jpg | 2026_GRNLED_Catalogue.pdf p.15 | 4 | GR-DL-9WF, GR-DL-12WF, GR-DL-18WF, GR-DL-24WF
| GRNLED (Greenriy Technology) | grnled |  | Frameless plaster Downlights ( GR-DL-F- R or S ) | images/grnled/frameless-plaster-downlights-gr-dl-f-r-or-s-40.jpg | 2026_GRNLED_Catalogue.pdf p.15 | 4 | GR-DL-7WF-R, GR-DL-15WF-R, GR-DL-7WF-R, GR-DL-15WF-R
| GRNLED (Greenriy Technology) | grnled | GR-DL-G-11 | Competitive Adjustable Trimless LED Spotlight | images/grnled/gr-dl-g-11-41.jpg | 2026_GRNLED_Catalogue.pdf p.15 | 4 | GR-DL-7WG-11, GR-DL-10WG-11, GR-DL-15WG-11, GR-DL-18WG-11
| GRNLED (Greenriy Technology) | grnled | GR-DL-G-1 | Top Adjustable Trimless LED Spotlight | images/grnled/gr-dl-g-1-42.jpg | 2026_GRNLED_Catalogue.pdf p.15 | 5 | GR-DL-7WG-1, GR-DL-10WG-1, GR-DL-12WG-1, GR-DL-15WG-1, GR-DL-20WG-1
| GRNLED (Greenriy Technology) | grnled | GR-DL-G-2 | Waterproof Adjustable Trimless LED Spotlight | images/grnled/gr-dl-g-2-43.jpg | 2026_GRNLED_Catalogue.pdf p.15 | 5 | GR-DL-7WG-2, GR-DL-10WG-2, GR-DL-12WG-2, GR-DL-15WG-2, GR-DL-20WG-2
| GRNLED (Greenriy Technology) | grnled | GR-DL-V-1 | Square Adjustable Trimless LED Spotlight | images/grnled/gr-dl-v-1-44.jpg | 2026_GRNLED_Catalogue.pdf p.16 | 4 | GR-DL-7W V-1, GR-DL-10W V-1, GR-DL-15W V-1, GR-DL-20W V-1
| GRNLED (Greenriy Technology) | grnled |  | Double Adjustable Trimless LED Spotlight | images/grnled/double-adjustable-trimless-led-spotlight-45.jpg | 2026_GRNLED_Catalogue.pdf p.16 | 4 | GR-DL-2*7WV-1, GR-DL-2*10WV-1, GR-DL-2*15WV-1, GR-DL-2*20WV-1
| GRNLED (Greenriy Technology) | grnled |  | Triple Adjustable Trimless LED Spotlight | images/grnled/triple-adjustable-trimless-led-spotlight-46.jpg | 2026_GRNLED_Catalogue.pdf p.16 | 4 | GR-DL-3*7W V-1, GR-DL-3*10WV-1, GR-DL-3*15W V-1, GR-DL-3*20W V-1
| GRNLED (Greenriy Technology) | grnled | GR-DL-G-10 | Zoomable LED Spotlight | images/grnled/gr-dl-g-10-47.jpg | 2026_GRNLED_Catalogue.pdf p.16 | 5 | GR-DL-10WG-10, GR-DL-15WG-10, GR-DL-20WG-10, GR-DL-30WG-10, GR-DL-35WG-10 | GR-DL-GU
| GRNLED (Greenriy Technology) | grnled | GR-DL-GU | Tilt Wall Washer Fixed LED Spotlight | images/grnled/gr-dl-g-10-47.jpg | 2026_GRNLED_Catalogue.pdf p.16 | 5 | GR-DL-10WG-10, GR-DL-15WG-10, GR-DL-20WG-10, GR-DL-30WG-10, GR-DL-35WG-10 | GR-DL-G-10
| GRNLED (Greenriy Technology) | grnled | GR-DL-B-2 | Top Commercial IP65 High Lumens Downlight | images/grnled/gr-dl-b-2-49.jpg | 2026_GRNLED_Catalogue.pdf p.17 | 5 | GR-DL-15WB-2, GR-DL-20WB-2, GR-DL-25WB-2, GR-DL-30WB-2, GR-DL-40WB-2
| GRNLED (Greenriy Technology) | grnled | GR-DL-W-7 | Square Waterproof Downlight | images/grnled/gr-dl-w-7-50.jpg | 2026_GRNLED_Catalogue.pdf p.17 | 5 | GR-DL-12WW-7, GR-DL-15WW-7, GR-DL-20WW-7, GR-DL-30WW-7, GR-DL-40WW-7
| GRNLED (Greenriy Technology) | grnled | GR-DL-W-2 | Adjustable Waterproof Spotlight | images/grnled/gr-dl-w-2-51.jpg | 2026_GRNLED_Catalogue.pdf p.17 | 4 | GR-DL-7WW-2, GR-DL-10WW-2, GR-DL-15WW-2, GR-DL-20WW-2
| GRNLED (Greenriy Technology) | grnled | GR-DL-W-1 | IP65 Waterproof Deep Downlight | images/grnled/gr-dl-w-1-52.jpg | 2026_GRNLED_Catalogue.pdf p.17 | 4 | GR-DL-10WW-1, GR-DL-15WW-1, GR-DL-20WW-1, GR-DL-24WW-1
| GRNLED (Greenriy Technology) | grnled | GR-DL-W | IP65 Waterproof downlight (COB/SMD) | images/grnled/gr-dl-w-53.jpg | 2026_GRNLED_Catalogue.pdf p.18 | 6 | GR-DL-7WW, GR-DL-12WW, GR-DL-15WW, GR-DL-20WW, GR-DL-30WW, GR-DL-40WW
| GRNLED (Greenriy Technology) | grnled | GR-DL-B-6 | IP44 OR IP65 Deep Downlight | images/grnled/gr-dl-b-6-54.jpg | 2026_GRNLED_Catalogue.pdf p.18 | 3 | GR-DL-7WB-6, GR-DL-12WB-6, GR-DL-15WB-6
| GRNLED (Greenriy Technology) | grnled | GR-DL-W-7 | IP65 Deep Fixed Downlight | images/grnled/gr-dl-w-7-55.jpg | 2026_GRNLED_Catalogue.pdf p.18 | 3 | GR-DL-7WW-7, GR-DL-10WW-7, GR-DL-15WW-7
| GRNLED (Greenriy Technology) | grnled | GR-DLG-W | IP65 Grille Downlights | images/grnled/gr-dlg-w-56.jpg | 2026_GRNLED_Catalogue.pdf p.18 | 3 | GR-DLG-10WW, GR-DLG-10WW*2, GR-DLG-10WW*3
| GRNLED (Greenriy Technology) | grnled |  | Waterproof Trimless LED Downlight- Round/Square/Double/Triple options | images/grnled/waterproof-trimless-led-downlight-round-square-double-triple-57.jpg | 2026_GRNLED_Catalogue.pdf p.18 | 5 | GR-DL-7WF-03, GR-DL-10WF-03, GR-DL-10WF-03, GR-DL-10WF*2, GR-DL-10WF*3
| GRNLED (Greenriy Technology) | grnled | GR-DL-G-6 | Adjustable Spotlight | images/grnled/gr-dl-g-6-58.jpg | 2026_GRNLED_Catalogue.pdf p.19 | 4 | GR-DL-7WG-6, GR-DL-10WG-6, GR-DL-18WG-6, GR-DL-25WG-6
| GRNLED (Greenriy Technology) | grnled | GR-DL-G-3 | Top Project Adjustable Spotlight | images/grnled/gr-dl-g-3-59.jpg | 2026_GRNLED_Catalogue.pdf p.19 | 7 | GR-DL-7WG-3, GR-DL-12WG-3, GR-DL-15WG-3, GR-DL-20WG-3, GR-DL-24WG-3, GR-DL-40WG-3, GR-DL-45WG-3
| GRNLED (Greenriy Technology) | grnled | GR-DL-G-4 | Commercial Adjustable Deep Downlight | images/grnled/gr-dl-g-4-60.jpg | 2026_GRNLED_Catalogue.pdf p.19 | 5 | GR-DL-7WG-4, GR-DL-12WG-4, GR-DL-15WG-4, GR-DL-20WG-4, GR-DL-30WG-4
| GRNLED (Greenriy Technology) | grnled | GR-DL-G-8 | Gimbal & Adjustable Downlight | images/grnled/gr-dl-g-8-61.jpg | 2026_GRNLED_Catalogue.pdf p.19 | 5 | GR-DL-15WG-8, GR-DL-20WG-8, GR-DL-30WG-8, GR-DL-35WG-8, GR-DL-40WG-8
| GRNLED (Greenriy Technology) | grnled | GR-DL-G-9 | Gimbal & Adjustable Eyeball Downlight | images/grnled/gr-dl-g-9-62.jpg | 2026_GRNLED_Catalogue.pdf p.20 | 4 | GR-DL-15WG-9, GR-DL-24WG-9, GR-DL-30WG-9, GR-DL-35WG-9
| GRNLED (Greenriy Technology) | grnled | GR-DLG-F | Pull out LED Downlight-- ( Round & Square ) | images/grnled/gr-dlg-f-63.jpg | 2026_GRNLED_Catalogue.pdf p.20 | 4 | GR-DLG-9WF, GR-DLG-15WF, GR-DLG-20WF, GR-DLG-25WF
| GRNLED (Greenriy Technology) | grnled | GR-DL-G-7 | Gimbal & Adjustable Spotlight | images/grnled/gr-dl-g-7-64.jpg | 2026_GRNLED_Catalogue.pdf p.20 | 5 | GR-DL-10WG-7, GR-DL-15WG-7, GR-DL-20WG-7, GR-DL-30WG-7, GR-DL-35WG-7
| GRNLED (Greenriy Technology) | grnled |  | Long Cylinder Recessed Downlight (Adjustable) | images/grnled/long-cylinder-recessed-downlight-adjustable-65.jpg | 2026_GRNLED_Catalogue.pdf p.20 | 3 | GR-DL-5WC100, GR-DL-5WC200, GR-DL-5WC300
| GRNLED (Greenriy Technology) | grnled | GR-DL-G-12 | Small Hole LED Spotlights | images/grnled/gr-dl-g-12-66.jpg | 2026_GRNLED_Catalogue.pdf p.21 | 5 | GR-DL-7WG-12, GR-DL-10WG-12, GR-DL-12WG-12, GR-DL-18WG-12, GR-DL-20WG-12
| GRNLED (Greenriy Technology) | grnled | GR-DL-C-1 | Small Hole LED Spotlights | images/grnled/gr-dl-c-1-67.jpg | 2026_GRNLED_Catalogue.pdf p.21 | 5 | GR-DL-7WC-1, GR-DL-12WC-1, GR-DL-20WC-1, GR-DL-25WC-1, GR-DL-30WC-1
| GRNLED (Greenriy Technology) | grnled | GR-DL-C-2 | Asymmetric LED Spotlights | images/grnled/gr-dl-c-2-68.jpg | 2026_GRNLED_Catalogue.pdf p.21 | 4 | GR-DL-10WC-2, GR-DL-12WC-2, GR-DL-15WC-2, GR-20WC-2
| GRNLED (Greenriy Technology) | grnled | GR-DL-G-15 | Zoomable Beam angle Surface Spot Light | images/grnled/gr-dl-g-15-69.jpg | 2026_GRNLED_Catalogue.pdf p.21 | 5 | GR-DL-10WG-15, GR-DL-15WG-15, GR-DL-20WG-15, GR--DL-25WG-15, GR-DL-30WG-15
| GRNLED (Greenriy Technology) | grnled | GR-FM-T-6 | Surface Spot Light | images/grnled/gr-fm-t-6-70.jpg | 2026_GRNLED_Catalogue.pdf p.21 | 2 | GR-FM-9WT-6, GR-FM-12WT-6
| GRNLED (Greenriy Technology) | grnled | GR-DL-V | Square Adjustable Spotlight | images/grnled/gr-dl-v-71.jpg | 2026_GRNLED_Catalogue.pdf p.22 | 4 | GR-DL-7WV, GR-DL-12WV, GR-DL-15WV, GR-DL-20WV
| GRNLED (Greenriy Technology) | grnled | GR-DLG-F | Pull in & Out Grille Downlight | images/grnled/gr-dlg-f-72.jpg | 2026_GRNLED_Catalogue.pdf p.22 | 4 | GR-DLG-9WF*2, GR-DLG-15WF*2, GR-DLG-20WF*2, GR-DLG-25WF*2
| GRNLED (Greenriy Technology) | grnled | GR-DLG-E | Adjustable Square Downlight | images/grnled/gr-dlg-e-73.jpg | 2026_GRNLED_Catalogue.pdf p.22 | 4 | GR-DLG-10WE, GR-DLG-15WE, GR-DLG-20WE, GR-DLG-25WE
| GRNLED (Greenriy Technology) | grnled | GR-DL-E-8 | Slim Square LED Downlight | images/grnled/gr-dl-e-8-74.jpg | 2026_GRNLED_Catalogue.pdf p.22 | 6 | GR-DL-9WE-8, GR-DL-12WE-8, GR-DL-15WE-8, GR-DL-20WE-8, GR-DL-25WE-8, GR-DL-35WE-8
| GRNLED (Greenriy Technology) | grnled | GR-DL-L-1 | Fixed Recessed Linear LED Spotlight | images/grnled/gr-dl-l-1-75.jpg | 2026_GRNLED_Catalogue.pdf p.23 | 6 | GR-DL-2WL-1, GR-DL-4WL-1, GR-DL-6WL-1, GR-DL-10WL-1, GR-DL-20WL-1, GR-DL-30WL-1
| GRNLED (Greenriy Technology) | grnled | GR-DL-L-2 | Adjustable Recessed Linear Spotlight | images/grnled/gr-dl-l-2-76.jpg | 2026_GRNLED_Catalogue.pdf p.23 | 3 | GR-DL-10WL-2, GR-DL-20WL-2, GR-DL-30WL-2
| GRNLED (Greenriy Technology) | grnled | GR-DL-L-3 | Trimless Fixed Linear LED Spotlight | images/grnled/gr-dl-l-3-77.jpg | 2026_GRNLED_Catalogue.pdf p.23 | 4 | GR-DL-10WL-3, GR-DL-20WL-3, GR-DL-30WL-3, GR-DL-40WL-3
| GRNLED (Greenriy Technology) | grnled | GR-DL-L-4 | Surface Fixed Linear LED Spotlight | images/grnled/gr-dl-l-4-78.jpg | 2026_GRNLED_Catalogue.pdf p.23 | 3 | GR-DL-10WL-4, GR-DL-20WL-4, GR-DL-30WL-4
| GRNLED (Greenriy Technology) | grnled | GR-DLG-R | Hot sale Deep LED Grille Downlight | images/grnled/gr-dlg-r-79.jpg | 2026_GRNLED_Catalogue.pdf p.24 | 2 | GR-DLG-10WR, GR-DLG-10WR*2
| GRNLED (Greenriy Technology) | grnled | GR-DLG-A | LED Grille Downlight (Fixed) | images/grnled/gr-dlg-a-80.jpg | 2026_GRNLED_Catalogue.pdf p.24 | 3 | GR-DLG-10WA, GR-DLG-10WA*2, GR-DLG-10WA*3
| GRNLED (Greenriy Technology) | grnled | GR-DLG-E | Adjustable Grille Downlight | images/grnled/gr-dlg-e-81.jpg | 2026_GRNLED_Catalogue.pdf p.24 | 6 | GR-DLG-10WE*2, GR-DLG-15WE*2, GR-DLG-20WE*2, GR-DLG-10WE*3, GR-DLG-15WE*3, GR-DLG-20WE*3
| GRNLED (Greenriy Technology) | grnled | GR-DL-V | Double & Triple LED Downlights | images/grnled/gr-dl-v-82.jpg | 2026_GRNLED_Catalogue.pdf p.24 | 4 | GR-DL-10WV*2, GR-DLG-15WV*2, GR-DL-10WV*3, GR-DL-15WV*3
| GRNLED (Greenriy Technology) | grnled | GR-DLG-Q | Short Surface Grille Downlight | images/grnled/gr-dlg-q-83.jpg | 2026_GRNLED_Catalogue.pdf p.25 | 2 | GR-DLG-9WQ, GR-DLG-15WQ
| GRNLED (Greenriy Technology) | grnled | GR-DLG-L | Slim Surface Grille Downlight | images/grnled/gr-dlg-l-84.jpg | 2026_GRNLED_Catalogue.pdf p.25 | 4 | GR-DLG-10WL, GR-DLG-10WL*2, GR-DLG-10WL*3, GR-DLG-10WL*4
| GRNLED (Greenriy Technology) | grnled | GR-DLG-G | Gimbal Grille Downlight | images/grnled/gr-dlg-g-85.jpg | 2026_GRNLED_Catalogue.pdf p.25 | 4 | GR-DLG-10WG, GR-DLG-10WG*2, GR-DLG-10WG*3, GR-DLG-10WG*4
| GRNLED (Greenriy Technology) | grnled | GR-DLG-H | Gimbal Grille Downlight | images/grnled/gr-dlg-h-86.jpg | 2026_GRNLED_Catalogue.pdf p.25 | 3 | GR-DLG-10WH, GR-DLG-10WH*2, GR-DLG-10W*4
| GRNLED (Greenriy Technology) | grnled | GR-FM-B | Surface LED Spotlight | images/grnled/gr-fm-b-87.jpg | 2026_GRNLED_Catalogue.pdf p.26 | 4 | GR-FM-12WB, GR-FM-15WB, GR-FM-20WB, GR-FM-30WB
| GRNLED (Greenriy Technology) | grnled | GR-FM-A | Surface LED Spotlight | images/grnled/gr-fm-a-88.jpg | 2026_GRNLED_Catalogue.pdf p.26 | 5 | GR-FM-7WA, GR-FM-10WA, GR-FM-12WA, GR-FM-15WA, GR-FM-20WA
| GRNLED (Greenriy Technology) | grnled |  | Surface LED Spotlight (25W-60W) | images/grnled/surface-led-spotlight-25w-60w-89.jpg | 2026_GRNLED_Catalogue.pdf p.26 | 5 | GR-FM-25WA, GR-FM-30WA, GR-FM-35WA, GR-FM-45WA, GR-FM-60WA
| GRNLED (Greenriy Technology) | grnled |  | High Power Surface Downlight (50W-200W) | images/grnled/high-power-surface-downlight-50w-200w-90.jpg | 2026_GRNLED_Catalogue.pdf p.26 | 5 | GR-FM-50WR, GR-FM-80WR, GR-FM-100WR, GR-FM-150WR, GR-FM-200WR
| GRNLED (Greenriy Technology) | grnled | GR-FM-F | Waterproof Surface Downlight | images/grnled/gr-fm-f-91.jpg | 2026_GRNLED_Catalogue.pdf p.27 | 7 | GR-FM-10WF, GR-FM-15WF, GR-FM-20WF, GR-FM-25WF, GR-FM-30WF, GR-FM-40WF, GR-FM-50WF
| GRNLED (Greenriy Technology) | grnled | GR-FM-P | Small Lighting Hole Surface Spotlights | images/grnled/gr-fm-p-92.jpg | 2026_GRNLED_Catalogue.pdf p.27 | 3 | GR-FM-6WP, GR-FM-8WP, GR-FM-14WP
| GRNLED (Greenriy Technology) | grnled | GR-FM-A-8 | Adjustable Surface Downlight | images/grnled/gr-fm-a-8-93.jpg | 2026_GRNLED_Catalogue.pdf p.27 | 3 | GR-FM-7WA-8, GR-FM-10WA-8, GR-FM-12WA-8
| GRNLED (Greenriy Technology) | grnled | GR-FM-G | Surface Cylinder Spotlights | images/grnled/gr-fm-g-94.jpg | 2026_GRNLED_Catalogue.pdf p.27 | 5 | GR-FM-10WG, GR-FM-12WG, GR-FM-15WG, GR-FM-20WG, GR-FM-30WG
| GRNLED (Greenriy Technology) | grnled |  | Suspended Long Cylinder Spotlight | images/grnled/suspended-long-cylinder-spotlight-95.jpg | 2026_GRNLED_Catalogue.pdf p.27 | 5 | GR-DL-40300, GR-DL-40500, GR-DL-50300, GR-DL-50500, GR-DL-50700
| GRNLED (Greenriy Technology) | grnled | GR-FM-K | Aluminum Deep Surface Spotlight with Large distribution | images/grnled/gr-fm-k-96.jpg | 2026_GRNLED_Catalogue.pdf p.28 | 5 | GR-DL-7WK, GR-DL-10WK, GR-DL-15WK, GR-DL-20WK, GR-DL-30WK
| GRNLED (Greenriy Technology) | grnled | GR-FM-K-1 | Economic Metal Deep Surface Downlight | images/grnled/gr-fm-k-1-97.jpg | 2026_GRNLED_Catalogue.pdf p.28 | 4 | GR-DL-12WK-1, GR-DL-15WK-1, GR-DL-18WK-1, GR-DL-24WK-1
| GRNLED (Greenriy Technology) | grnled | GR-FM-K-2 | Classic Surface Downlight | images/grnled/gr-fm-k-2-98.jpg | 2026_GRNLED_Catalogue.pdf p.28 | 4 | GR-FM-12WK-2, GR-FM-15WK-2, GR-FM-18WK-2, GR-FM-24WK-2
| GRNLED (Greenriy Technology) | grnled | GR-FM-Q | Economic Metal Surface Downlight | images/grnled/gr-fm-q-99.jpg | 2026_GRNLED_Catalogue.pdf p.28 | 5 | GR-FM-7WQ, GR-FM-9WQ, GR-FM-12WQ, GR-FM-18WQ, GR-FM-24WQ
| GRNLED (Greenriy Technology) | grnled |  | Economic Slim Surface Downlight ( MOQ:500PCS) | images/grnled/economic-slim-surface-downlight-moq-500pcs-100.jpg | 2026_GRNLED_Catalogue.pdf p.28 | 5 | GR-FM-9WU, GR-FM-12WU, GR-FM-18WU, GR-FM-24WU, GR-FM-30WU
| GRNLED (Greenriy Technology) | grnled | GR-FM-K-3 | Backlit Slim Surface Downlight | images/grnled/gr-fm-k-3-101.jpg | 2026_GRNLED_Catalogue.pdf p.28 | 6 | GR-FM-12WK-3, GR-FM-15WK-3, GR-FM-18WK-3, GR-FM-24WK-3, GR-FM-30WK-3, GR-FM-36WK-3
| GRNLED (Greenriy Technology) | grnled | GR-FM-B-1 | Short Surface Downlight with Large distribution | images/grnled/gr-fm-b-1-102.jpg | 2026_GRNLED_Catalogue.pdf p.29 | 4 | GR-FM-7WB-1, GR-FM-10WB-1, GR-FM-15WB-1, GR-FM-18WB-1
| GRNLED (Greenriy Technology) | grnled | GR-FM-A-2 | Fixed Short Deep Surface Downlight | images/grnled/gr-fm-a-2-103.jpg | 2026_GRNLED_Catalogue.pdf p.29 | 4 | GR-FM-7WA-2, GR-FM-10WA-2, GR-FM-15WA-2, GR-FM-18WA-2
| GRNLED (Greenriy Technology) | grnled | GR-FM-A-6 | Gimbal & Adjustable Eyeball Surface Downlight | images/grnled/gr-fm-a-6-104.jpg | 2026_GRNLED_Catalogue.pdf p.29 | 4 | GR-FM-5WA-6, GR-FM-10WA-6, GR-FM-12WA-6, GR-FM-15WA-6
| GRNLED (Greenriy Technology) | grnled | GR-FM-A-3 | 2026 New Surface LED Downlight | images/grnled/gr-fm-a-3-105.jpg | 2026_GRNLED_Catalogue.pdf p.29 | 5 | GR-FM-7WA-3, GR-FM-15WA-3, GR-FM-25WA-3, GR-FM-35WA-3, GR-FM-40WA-3
| GRNLED (Greenriy Technology) | grnled | GR-FM-T-3 | IP65 Waterproof Surface Spotlights | images/grnled/gr-fm-t-3-106.jpg | 2026_GRNLED_Catalogue.pdf p.29 | 3 | GR-FM-5WT-3, GR-FM-7WT-3, GR-FM-10WT-3
| GRNLED (Greenriy Technology) | grnled | GR-FM-T | 360° Rotation Surface Spotlights | images/grnled/gr-fm-t-107.jpg | 2026_GRNLED_Catalogue.pdf p.30 | 6 | GR-FM-5WT, GR-FM-7WT, GR-FM-9WT, GR-FM-12WT, GR-FM-15WT, GR-FM-20WT
| GRNLED (Greenriy Technology) | grnled | GR-FM-T-1 | Surface Rotation Spotlights | images/grnled/gr-fm-t-1-108.jpg | 2026_GRNLED_Catalogue.pdf p.30 | 5 | GR-FM-10WT-1, GR-FM-15WT-1, GR-FM-20WT-1, GR-FM-30WT-1, GR-FM-35WT-1
| GRNLED (Greenriy Technology) | grnled | GR-FM-T-2 | Competitive Gimbal & Fold Surface Spotlight | images/grnled/gr-fm-t-2-109.jpg | 2026_GRNLED_Catalogue.pdf p.30 | 4 | GR-FM-5WT-2, GR-FM-9WT-2, GR-FM-12WT-2, GR-FM-18WT-2
| GRNLED (Greenriy Technology) | grnled |  | Gimbal & Fold Surface Spotlight | images/grnled/gimbal-fold-surface-spotlight-110.jpg | 2026_GRNLED_Catalogue.pdf p.30 | 4 | GR-DL-7WZ-3, GR-DL-10WZ-3, GR-DL-15WZ-3, GR-DL-20WZ-3
| GRNLED (Greenriy Technology) | grnled |  | Surface Fold Cylinder Spotlight | images/grnled/surface-fold-cylinder-spotlight-111.jpg | 2026_GRNLED_Catalogue.pdf p.30 | 3 | GR-DL-10WZ-5, GR-DL-15WZ-5, GR-DL-20WZ-5
| GRNLED (Greenriy Technology) | grnled | GR-FM-D-1 | Backlit Slim Square Surface Downlight | images/grnled/gr-fm-d-1-112.jpg | 2026_GRNLED_Catalogue.pdf p.31 | 6 | GR-FM-12WD-1, GR-FM-15WD-1, GR-FM-18WD-1, GR-FM-24WD-1, GR-FM-30WD-1, GR-FM-36WD-1
| GRNLED (Greenriy Technology) | grnled |  | Waterproof Surface Downlight | images/grnled/waterproof-surface-downlight-113.jpg | 2026_GRNLED_Catalogue.pdf p.31 | 4 | GR-FM-10WH, GR-FM-15WH, GR-FM-25WH, GR-FM-30WH
| GRNLED (Greenriy Technology) | grnled |  | Square Surface Downlight | images/grnled/square-surface-downlight-114.jpg | 2026_GRNLED_Catalogue.pdf p.31 | 5 | GR-FM-7WD, GR-FM-10WD, GR-FM-12WD, GR-FM-15WD, GR-FM-20WD
| GRNLED (Greenriy Technology) | grnled | GR-FM-D-2 | Adjustable Square Surface Downlight | images/grnled/gr-fm-d-2-115.jpg | 2026_GRNLED_Catalogue.pdf p.31 | 5 | GR-FM-7WD-2, GR-FM-12WD-2, GR-FM-15WD-2, GR-FM-18WD-2, GR-FM-20WD-2
| GRNLED (Greenriy Technology) | grnled |  | Classic Surface Grille Downlight | images/grnled/classic-surface-grille-downlight-116.jpg | 2026_GRNLED_Catalogue.pdf p.31 | 6 | GR-DLG-10WK, GR-DLG-15WK, GR-DLG-20WK, GR-DLG-10WK*2, GR-DLG-15WK*2, GR-DLG-20WK*2
| GRNLED (Greenriy Technology) | grnled | GR-CD-A | Indoor Slim Surface Ceiling Light | images/grnled/gr-cd-a-117.jpg | 2026_GRNLED_Catalogue.pdf p.32 | 4 | GR-CD-12WA, GR-CD-18WA, GR-CD-24WA, GR-CD-36WA
| GRNLED (Greenriy Technology) | grnled |  | Indoor Slim Surface Ceiling Light (Side-lighting) | images/grnled/indoor-slim-surface-ceiling-light-side-lighting-118.jpg | 2026_GRNLED_Catalogue.pdf p.32 | 6 | GR-CD-12WB, GR-CD-18WB, GR-CD-24WB, GR-CD-30WB, GR-CD-36WB, GR-CD-42WB
| GRNLED (Greenriy Technology) | grnled | GR-CD-D | IP65 Slim Surface Ceiling Light | images/grnled/gr-cd-d-119.jpg | 2026_GRNLED_Catalogue.pdf p.32 | 4 | GR-CD-12WD, GR-CD-18WD, GR-CD-24WD, GR-CD-36WD
| GRNLED (Greenriy Technology) | grnled | GR-CD-H | IP65 Surface Ceiling Light | images/grnled/gr-cd-h-120.jpg | 2026_GRNLED_Catalogue.pdf p.32 | 5 | GR-CD-12WH, GR-CD-15WH, GR-CD-18WH, GR-CD-24WH, GR-CD-30WH
| GRNLED (Greenriy Technology) | grnled | GR-HB-B | High Lumen Round High Bay | images/grnled/gr-hb-b-121.jpg | 2026_GRNLED_Catalogue.pdf p.33 | 4 | GR-HB-100WB, GR-HB-150WB, GR-HB-200WB, GR-HB-240WB
| GRNLED (Greenriy Technology) | grnled | GR-HB-E | Round High Bay | images/grnled/gr-hb-e-122.jpg | 2026_GRNLED_Catalogue.pdf p.33 | 4 | GR-HB-100WE, GR-HB-150WE, GR-HB-200WE, GR-HB-240WE
| GRNLED (Greenriy Technology) | grnled | GR-HB-B-02 | LED High Bay | images/grnled/gr-hb-b-02-123.jpg | 2026_GRNLED_Catalogue.pdf p.33 | 6 | GR-HB-100WB-1, GR-HB-150WB-1, GR-HB-200WB-1, GR-HB-240WB-1, GR-HB-300WB-1, GR-HB-500WB-1
| GRNLED (Greenriy Technology) | grnled |  | CCT &Watts Selectable High Bay | images/grnled/cct-watts-selectable-high-bay-124.jpg | 2026_GRNLED_Catalogue.pdf p.33 | 4 | GR-HB-100WB-CCT, GR-HB-150WB-CCT, GR-HB-200WB-CCT, GR-HB-240WB-CCT
| GRNLED (Greenriy Technology) | grnled |  | Linear High Bay (50W/Modular) | images/grnled/linear-high-bay-50w-modular-125.jpg | 2026_GRNLED_Catalogue.pdf p.34 | 4 | GR-HB-50WL, GR-HB-100WL, GR-HB-150WL, GR-HB-200WL
| GRNLED (Greenriy Technology) | grnled | GR-HB-L-2 | LED Flat High Bay | images/grnled/gr-hb-l-2-126.jpg | 2026_GRNLED_Catalogue.pdf p.34 | 5 | GR-HB-100WL-2, GR-HB-150WL-2, GR-HB-200WL-2, GR-HB-240WL-2, GR-HB-300WL-2
| GRNLED (Greenriy Technology) | grnled |  | Classic High Bay | images/grnled/classic-high-bay-127.jpg | 2026_GRNLED_Catalogue.pdf p.34 | 4 | GR-HB-100WM, GR-HB-150WM, GR-HB-200WM, GR-HB-240WM
| GRNLED (Greenriy Technology) | grnled |  | Recessed High Bay (50W/Modular) | images/grnled/recessed-high-bay-50w-modular-128.jpg | 2026_GRNLED_Catalogue.pdf p.34 | 5 | GR-HB-50WY, GR-HB-100WY, GR-HB-150WY, GR-HB-200WY, GR-HB-240WY
| GRNLED (Greenriy Technology) | grnled | GR-SL-D | LED streetlight with Glass cover | images/grnled/gr-sl-d-129.jpg | 2026_GRNLED_Catalogue.pdf p.35 | 4 | GR-SL-100WD, GR-SL-120WD, GR-SL-150WD, GR-SL-180WD
| GRNLED (Greenriy Technology) | grnled |  | Top Adjustable Led streetlight(Tool-free) | images/grnled/top-adjustable-led-streetlight-tool-free-130.jpg | 2026_GRNLED_Catalogue.pdf p.35 | 4 | GR-SL-50WH, GR-SL-100WH, GR-SL-150WH, GR-SL-200WH
| GRNLED (Greenriy Technology) | grnled |  | Modular LED Streetlight (50W/modular) | images/grnled/modular-led-streetlight-50w-modular-131.jpg | 2026_GRNLED_Catalogue.pdf p.35 | 6 | GR-SL-100WB, GR-SL-150WB, GR-SL-200WB, GR-SL-250WB, GR-SL-300WB, GR-SL-400WB
| GRNLED (Greenriy Technology) | grnled | GR-SL-F | Hot sale LED Streetlight | images/grnled/gr-sl-f-132.jpg | 2026_GRNLED_Catalogue.pdf p.35 | 5 | GR-SL-50WF, GR-SL-100WF, GR-SL-150WF, GR-SL-200WF, GR-SL-250WF
| GRNLED (Greenriy Technology) | grnled | GR-SL-P | Cobra LED Street light | images/grnled/gr-sl-p-133.jpg | 2026_GRNLED_Catalogue.pdf p.35 | 5 | GR-SL-50WP, GR-SL-100WP, GR-SL-150WP, GR-SL-200WP, GR-SL-250WP
| GRNLED (Greenriy Technology) | grnled | GR-FL-M | 50W/Modular Flood Light(50W-500W) | images/grnled/gr-fl-m-134.jpg | 2026_GRNLED_Catalogue.pdf p.36 | 7 | GR-FL-50WM, GR-FL-100WM, GR-FL-150WM, GR-FL-200WM, GR-FL-250WM, GR-FL-300WM, GR-FL-400WM
| GRNLED (Greenriy Technology) | grnled | GR-FL-E | 100W/Modular Floodlight | images/grnled/gr-fl-e-135.jpg | 2026_GRNLED_Catalogue.pdf p.36 | 4 | GR-FL-100WE, GR-FL-200WE, GR-FL-300WE, GR-FL-400WE
| GRNLED (Greenriy Technology) | grnled | GR-FL-H | 250W/Modular Stadium Floodlight | images/grnled/gr-fl-h-136.jpg | 2026_GRNLED_Catalogue.pdf p.36 | 6 | GR-FL-250WG, GR-FL-500WG, GR-FL-750WG, GR-FL-1000WG, GR-FL-1500WG, GR-FL-2000WG
| GRNLED (Greenriy Technology) | grnled | GR-FL-G | LED Tower crane Floodlights | images/grnled/gr-fl-g-137.jpg | 2026_GRNLED_Catalogue.pdf p.36 | 5 | GR-FL-300WG, GR-FL-400WG, GR-FL-500WG, GR-FL-1000WG, GR-FL-1500WG
| GRNLED (Greenriy Technology) | grnled | GR-FL-A | Top Flood Light(50W-500W) | images/grnled/gr-fl-a-138.jpg | 2026_GRNLED_Catalogue.pdf p.37 | 7 | GR-FL-50WA, GR-FL-100WA, GR-FL-150WA, GR-FL-200WA, GR-FL-300WM, GR-FL-400WM, GR-FL-500WM
| GRNLED (Greenriy Technology) | grnled | GR-FL-A-1 | Classic Flood Light | images/grnled/gr-fl-a-1-139.jpg | 2026_GRNLED_Catalogue.pdf p.37 | 6 | GR-FL-20WA-1, GR-FL-30WA-1, GR-FL-50WA-1, GR-FL-100WA-1, GR-FL-150WA-1, GR-FL-200WA-1
| GRNLED (Greenriy Technology) | grnled | GR-FL-F | Top LED Flood Light | images/grnled/gr-fl-f-140.jpg | 2026_GRNLED_Catalogue.pdf p.37 | 4 | GR-FL-100WF, GR-FL-200WF, GR-FL-300WF, GR-FL-400WF
| GRNLED (Greenriy Technology) | grnled | GR-FL-60WSF | Solar Flood Light | images/grnled/gr-fl-60wsf-141.jpg | 2026_GRNLED_Catalogue.pdf p.37 | 5 | GR-FL-40WSF, GR-FL-60WSF, GR-FL-100WSF, GR-FL-200WSF, GR-FL-300WSF
| GRNLED (Greenriy Technology) | grnled |  | Single Round Wall light | images/grnled/single-round-wall-light-142.jpg | 2026_GRNLED_Catalogue.pdf p.38 | 4 | GR-BD-7WP, GR-BD-9WP, GR-BD-15WP, GR-BD-20WP
| GRNLED (Greenriy Technology) | grnled |  | Outdoor Up down Wall light | images/grnled/outdoor-up-down-wall-light-143.jpg | 2026_GRNLED_Catalogue.pdf p.38 | 4 | GR-BD-2x7WA, GR-BD-2x10WA, GR-BD-2x15WA, GR-BD-2X20WA
| GRNLED (Greenriy Technology) | grnled |  | Rectangle Wall Light | images/grnled/rectangle-wall-light-144.jpg | 2026_GRNLED_Catalogue.pdf p.38 | 3 | GR-BD-20T, GR-BD-30T, GR-BD-50T
| GRNLED (Greenriy Technology) | grnled |  | High Power Wall Pack Light | images/grnled/high-power-wall-pack-light-145.jpg | 2026_GRNLED_Catalogue.pdf p.38 | 4 | GR-BD-50WP, GR-BD-70WP, GR-BD-100WP, GR-BD-120WP
| GRNLED (Greenriy Technology) | grnled |  | Round Aluminum LED Bulkhead | images/grnled/round-aluminum-led-bulkhead-146.jpg | 2026_GRNLED_Catalogue.pdf p.39 | 4 | GR-BD-12WR, GR-BD-15WR, GR-BD-18WR, GR-BD-24WR
| GRNLED (Greenriy Technology) | grnled |  | Oval Alumium LED Bulkhead | images/grnled/oval-alumium-led-bulkhead-147.jpg | 2026_GRNLED_Catalogue.pdf p.39 | 3 | GR-BD-12WO, GR-BD-15WO, GR-BD-18WO
| GRNLED (Greenriy Technology) | grnled |  | Outood Long Linear Wall Mounted Light | images/grnled/outood-long-linear-wall-mounted-light-148.jpg | 2026_GRNLED_Catalogue.pdf p.39 | 7 | GR-BD--30G, GR-BD-40G, GR-BD-60G, GR-BD-80G, GR-BD-100G, GR-BD-120G, GR-BD-150G
| GRNLED (Greenriy Technology) | grnled |  | Spike/Ground Spotlight | images/grnled/spike-ground-spotlight-149.jpg | 2026_GRNLED_Catalogue.pdf p.40 | 5 | GR-SP-3WB, GR-SP-5WB, GR-SP-7WB, GR-SP-10WB, GR-SP-15WB
| GRNLED (Greenriy Technology) | grnled |  | Top outdoor Spotlight | images/grnled/top-outdoor-spotlight-150.jpg | 2026_GRNLED_Catalogue.pdf p.40 | 3 | GR-SP-10WH, GR-SP-20WH, GR-SP-30WH
| GRNLED (Greenriy Technology) | grnled |  | Economy Tree Spotlight | images/grnled/economy-tree-spotlight-151.jpg | 2026_GRNLED_Catalogue.pdf p.40 | 7 | GR-SP-5WA, GR-SP-6WA, GR-SP-9WA, GR-SP-12WA, GR-SP-18WA, GR-SP-24WA, GR-SP-36WA
| GRNLED (Greenriy Technology) | grnled |  | DC24V Inground Light | images/grnled/dc24v-inground-light-152.jpg | 2026_GRNLED_Catalogue.pdf p.41 | 4 | GR-GL-1WB42, GR-GL-1WB52, GR-GL-1W-62B, GR-GL-3WB
| GRNLED (Greenriy Technology) | grnled |  | Side-lighting Inground light | images/grnled/side-lighting-inground-light-153.jpg | 2026_GRNLED_Catalogue.pdf p.41 | 4 | GR-GL-1WA42, GR-GL-1WA52, GR-GL-1WA62, GR-GL-3WA75
| GRNLED (Greenriy Technology) | grnled | GR-GL-A | LED Inground Upight | images/grnled/gr-gl-a-154.jpg | 2026_GRNLED_Catalogue.pdf p.41 | 7 | GR-GL-1WA, GR-GL-3WA, GR-GL-6WA, GR-GL-9WA, GR-GL-18WA, GR-GL-24WA, GR-GL-36WA
| GRNLED (Greenriy Technology) | grnled | GR-GL-F | Square LED Inground Light | images/grnled/gr-gl-f-155.jpg | 2026_GRNLED_Catalogue.pdf p.41 | 7 | GR-GL-4WF, GR-GL-5WF, GR-GL-6WF, GR-GL-9WF, GR-GL-12WF, GR-GL-16WF, GR-GL-24WF
| GRNLED (Greenriy Technology) | grnled | GR-GL-L | Linear LED Inground light | images/grnled/gr-gl-l-156.jpg | 2026_GRNLED_Catalogue.pdf p.41 | 7 | GR-GL-5WL, GR-GL-6WL, GR-GL-9WL, GR-GL-12WL, GR-GL-18WL, GR-GL-24WL, GR-GL-36WL
| GRNLED (Greenriy Technology) | grnled |  | Swimming Pool Light | images/grnled/swimming-pool-light-157.jpg | 2026_GRNLED_Catalogue.pdf p.42 | 3 | GR-UL-9WE, GR-UL-12WE, GR-UL-18WE
| GRNLED (Greenriy Technology) | grnled |  | Ground Underwater LED Light | images/grnled/ground-underwater-led-light-158.jpg | 2026_GRNLED_Catalogue.pdf p.42 | 5 | GR-UL-6WA, GR-UL-9WA, GR-UL-12WA, GR-GL-18WA, GR-GL-24WA
| GRNLED (Greenriy Technology) | grnled |  | Embaded Underwater Light | images/grnled/embaded-underwater-light-159.jpg | 2026_GRNLED_Catalogue.pdf p.42 | 5 | GR-UL-6WB, GR-UL-9WB, GR-UL-12WB, GR-GL-18WB, GR-GL-24WB
| GRNLED (Greenriy Technology) | grnled |  | DC24V/12V Linear Wall Washer Light | images/grnled/dc24v-12v-linear-wall-washer-light-160.jpg | 2026_GRNLED_Catalogue.pdf p.42 | 4 | GR-WW-9WB, GR-WW-18WB, GR-WW-24WB, GR-WW-36WB
| GRNLED (Greenriy Technology) | grnled |  | 110/220VAC Linear Wall washer light | images/grnled/110-220vac-linear-wall-washer-light-161.jpg | 2026_GRNLED_Catalogue.pdf p.42 | 4 | GR-WW-9WA, GR-WW-18WA, GR-WW-24WA, GR-WW-36WA
| GRNLED (Greenriy Technology) | grnled |  | LED Garden Pole light | images/grnled/led-garden-pole-light-162.jpg | 2026_GRNLED_Catalogue.pdf p.43 | 3 | GR-SL- P, GR-SL-Y, GR-SL-T
| GRNLED (Greenriy Technology) | grnled |  | Pillar Bollard Light ( Ground/ Wall Mounted ) | images/grnled/pillar-bollard-light-ground-wall-mounted-163.jpg | 2026_GRNLED_Catalogue.pdf p.43 | 6 | GR-BL-P-A, GR-BL-P-B, GR-BL-P-C, GR-BL-P-D, GR-BL-P-E, GR-BL-P-F
| GRNLED (Greenriy Technology) | grnled |  | 15mm Width Magnetic Linear Light | images/grnled/15mm-width-magnetic-linear-light-164.jpg | 2026_GRNLED_Catalogue.pdf p.3 | 2 | GR-ML-10WML-15, GR-ML-20WML-15
| GRNLED (Greenriy Technology) | grnled |  | 15mm Width Magnetic Grille Light | images/grnled/15mm-width-magnetic-grille-light-165.jpg | 2026_GRNLED_Catalogue.pdf p.3 | 4 | GR-ML-6WGS-15, GR-ML-12WGS-15, GR-ML-18WGS-15, GR-ML-24WGS-15
| GRNLED (Greenriy Technology) | grnled |  | 15mm Width Magnetic Fold Light | images/grnled/15mm-width-magnetic-fold-light-166.jpg | 2026_GRNLED_Catalogue.pdf p.3 | 3 | GR-ML-6WFS-15, GR-ML-12WFS-15, GR-ML-18WFS-15
| GRNLED (Greenriy Technology) | grnled |  | 15mm Width Magnetic Spot Light | images/grnled/15mm-width-magnetic-spot-light-167.jpg | 2026_GRNLED_Catalogue.pdf p.3 | 3 | GR-ML-10WTL-15, GR-ML-15WTL-15, GR-ML-20WTL-15
| GRNLED (Greenriy Technology) | grnled |  | 15mm Width Magnetic Pendant Light | images/grnled/15mm-width-magnetic-pendant-light-168.jpg | 2026_GRNLED_Catalogue.pdf p.3 | 2 | GR-ML-5WPL, GR-ML-7WPL
| GRNLED (Greenriy Technology) | grnled |  | Magnetic Linear Light | images/grnled/magnetic-linear-light-169.jpg | 2026_GRNLED_Catalogue.pdf p.4 | 3 | GR-ML-10WML, GR-ML-20WML, GR-ML-30WML
| GRNLED (Greenriy Technology) | grnled |  | Magnetic Grille Light | images/grnled/magnetic-grille-light-170.jpg | 2026_GRNLED_Catalogue.pdf p.4 | 5 | GR-ML-6WGS, GR-ML-12WGS, GR-ML-18WGS, GR-ML-24WGS, GR-ML-30WGS
| GRNLED (Greenriy Technology) | grnled |  | Magnetic Fold Light | images/grnled/magnetic-fold-light-171.jpg | 2026_GRNLED_Catalogue.pdf p.4 | 4 | GR-ML-6WFS, GR-ML-12WFS, GR-ML-18WFS, GR-ML-24WFS
| GRNLED (Greenriy Technology) | grnled |  | Magnetic Spot Light | images/grnled/magnetic-spot-light-172.jpg | 2026_GRNLED_Catalogue.pdf p.4 | 4 | GR-ML-10WTL, GR-ML-15WTL, GR-ML-20WTL, GR-ML-25WTL
| GRNLED (Greenriy Technology) | grnled |  | Magnetic Pendant Light | images/grnled/magnetic-pendant-light-173.jpg | 2026_GRNLED_Catalogue.pdf p.4 | 3 | GR-ML-5WPL-20, GR-ML-7WPL-20, GR-ML-10WPL
| GRNLED (Greenriy Technology) | grnled |  | Magnetic L profile Light / Ball Light | images/grnled/magnetic-l-profile-light-ball-light-174.jpg | 2026_GRNLED_Catalogue.pdf p.4 | 2 | GR-ML-20WZL, GR-ML-10WBL
| GRNLED (Greenriy Technology) | grnled |  | Track spotlights (round / housing / square) | images/grnled/track-spotlights-round-housing-square-175.jpg | 2026_GRNLED_Catalogue.pdf p.7 | 3 | GR-TL-30WR, GR-TL-30WH, GR-TL-30WS
| HEMNORD (Cregini) | hemnord | MAGIC-84 | MAGIC-84 HEM-T45 round architectural floodlight 180–300 W | images/hemnord/magic-84-0.jpg | HEMNORD_1.pdf p.2 | 4 | HEM-T45-75, HEM-T45-75(RGB), HEM-T45-120(RGB), HEM-T45-120(RGBW)
| HEMNORD (Cregini) | hemnord | MAGIC-120 | MAGIC-120 HEM-T49 round architectural floodlight 280–450 W | images/hemnord/magic-120-1.jpg | HEMNORD_1.pdf p.4 | 4 | HEM-T49-120, HEM-T49-120(RGB), HEM-T49-180(RGB), HEM-T49-180(RGBW)
| HEMNORD (Cregini) | hemnord | CHRIS-24 | CHRIS-24 HEM-T44 square architectural floodlight 60–90 W | images/hemnord/chris-24-2.jpg | HEMNORD_1.pdf p.6 | 3 | HEM-T44-24, HEM-T44-36(RGBW), HEM-T44-36(RGB)
| HEMNORD (Cregini) | hemnord | CHRIS-48 | CHRIS-48 HEM-T47 square architectural floodlight 120–150 W | images/hemnord/chris-48-3.jpg | HEMNORD_1.pdf p.8 | 3 | HEM-T47-48, HEM-T47-48(RGBW), HEM-T47-63(RGB)
| HEMNORD (Cregini) | hemnord | GLAXXY-160 | GLAXXY-160 HEM-T160 high-power architectural floodlight 400 W, tunable white / RGBW | images/hemnord/glaxxy-160-4.jpg | HEMNORD_1.pdf p.10 | 1 | HEM-T160-400
| Holux | holux | BP-A1 | Slim backlit panel UGR<22, 100–200 lm/W | images/holux/bp-a1-0.jpg | Holux_1.pdf p.6 | 21 | BP-6060-40A1, BP-6262-40A1, BP-30120-40A1, BP-3030-24A1, BP-3060-24A1, BP-6060-36A1, BP-6262-36A1, BP-30120-36A1, BP-60120-50A1, BP-6060-34A1, BP-6262-34A1, BP-30120-34A1, BP-6060-30A1, BP-6262-30A1, BP-30120-30A1, BP-6060-25A1, BP-6262-25A1, BP-30120-25A1, BP-6060-24A1, BP-6262-24A1, BP-30120-24A1
| Holux | holux | BP-U1 | Slim backlit panel UGR<19, 100–200 lm/W | images/holux/bp-u1-1.jpg | Holux_1.pdf p.7 | 21 | BP-6060-40U1, BP-6262-40U1, BP-30120-40U1, BP-3030-24U1, BP-3060-24U1, BP-6060-36U1, BP-6262-36U1, BP-30120-36U1, BP-60120-50U1, BP-6060-34U1, BP-6262-34U1, BP-30120-34U1, BP-6060-30U1, BP-6262-30U1, BP-30120-30U1, BP-6060-25U1, BP-6262-25U1, BP-30120-25U1, BP-6060-24U1, BP-6262-24U1, BP-30120-24U1
| Holux | holux | BP-A1 3CCT | 3CCT + 4-step power panel UGR<22 (DIP switch 3000 / 4000 / 6500 K) | images/holux/bp-a1-3cct-2.jpg | Holux_1.pdf p.8 | 10 | BP-6060-40A1-3CCT, BP-30120-40A1-3CCT, BP-6060-36A1-3CCT, BP-30120-36A1-3CCT, BP-6060-32A1-3CCT, BP-30120-32A1-3CCT, BP-6060-28A1-3CCT, BP-30120-28A1-3CCT, BP-6060-30A1-3CCT, BP-30120-30A1-3CCT
| Holux | holux | BP-U1 3CCT | 3CCT + 4-step power panel UGR<19 (DIP switch 3000 / 4000 / 6500 K) | images/holux/bp-u1-3cct-3.jpg | Holux_1.pdf p.9 | 13 | BP-6060-40U1-3CCT, BP-6262-40U1-3CCT, BP-30120-40U1-3CCT, BP-60120-40U1-3CCT, BP-6060-36U1-3CCT, BP-6262-36U1-3CCT, BP-30120-36U1-3CCT, BP-6060-32U1-3CCT, BP-6262-32U1-3CCT, BP-30120-32U1-3CCT, BP-6060-30U1-3CCT, BP-6262-30U1-3CCT, BP-30120-30U1-3CCT
| Holux | holux | BP-D1 CCT | 4CCT adjustable full-spectrum panel, CRI 97 (3000 / 4000 / 5000 / 6500 K) | images/holux/bp-d1-cct-4.jpg | Holux_1.pdf p.10 | 3 | BP-6060-42D1-CCT, BP-6262-42D1-CCT, BP-30120-42D1-CCT
| Holux | holux | BP-D1 | Human-centric / less blue light full-spectrum panel, CRI 97, 4000 K | images/holux/bp-d1-5.jpg | Holux_1.pdf p.10 | 3 | BP-6060-42D1, BP-6262-42D1, BP-30120-42D1
| Holux | holux | SPL-A1/U1 | All-in-one panel light, CRI ≥90, 4000 K | images/holux/spl-a1-u1-6.jpg | Holux_1.pdf p.13 | 4 | SPL-6060-34A1, SPL-30120-34A1, SPL-6060-34U1, SPL-30120-34U1
| Holux | holux | SPL-3CCT | 3CCT all-in-one panel light, CRI ≥90, power 30/34/38 W selectable | images/holux/spl-3cct-7.jpg | Holux_1.pdf p.13 | 4 | SPL-6060-34A1-3CCT, SPL-30120-34A1-3CCT, SPL-6060-34U1-3CCT, SPL-30120-34U1-3CCT
| Holux | holux | SPL-U1 surface | Surface panel light UGR<19, 4000 / 6500 K | images/holux/spl-u1-surface-8.jpg | Holux_1.pdf p.15 | 2 | SPL-6060-40U1, SPL-30120-40U1
| Holux | holux | SPL-U1/U2 quick | Quick-installation surface panel 300 × 1500, 100 lm/W | images/holux/spl-u1-u2-quick-9.jpg | Holux_1.pdf p.15 | 2 | SPL-30150-40U1, SPL-30150-40U2
| Holux | holux | RGBCW BP | RGBCW full-colour panel (app + BLE), RGB 8 W + CCT 40 W | images/holux/rgbcw-bp-10.jpg | Holux_1.pdf p.17 | 6 | BP-6060-40RGBCCT, BP-30120-40RGBCCT, BP-6262-40RGBCCT, BP-6060-40RGBCCT-MB, BP-30120-40RGBCCT-MB, BP-6262-40RGBCCT-MB
| Holux | holux | HCL BP-S1/S2 | HCL panel with sensor (Bluetooth / PIR / daylight), 0-10V driver, 120 lm/W | images/holux/hcl-bp-s1-s2-11.jpg | Holux_1.pdf p.19 | 4 | BP-6060-40S1, BP-6060-40S1-3CCT, BP-6060-40S1-3CCTR, BP-6060-40S2
| Holux | holux | BP-UIP/AIP | IP65 waterproof backlit panel (breathing valve), 120 lm/W | images/holux/bp-uip-aip-12.jpg | Holux_1.pdf p.21 | 6 | BP-6060-40UIP, BP-6262-40UIP, BP-30120-40UIP, BP-6060-40IP, BP-6262-40IP, BP-30120-40IP
| Holux | holux | UD BP-D2 | Up-down backlit suspended panel (up 16 W + down 34 W), 2 external SELV Eaglerise drivers | images/holux/ud-bp-d2-13.jpg | Holux_1.pdf p.23 | 1 | BP-30120-40D2
| Holux | holux | PL screwless | Screwless side-emitting panel, 100–150 lm/W | images/holux/pl-screwless-14.jpg | Holux_1.pdf p.25 | 13 | PL-3030-18A1, PL-3060-22A1, PL-6060-38A1, PL-30120-38A1, PL-60120-64A1, PL-6060-34U1, PL-30120-34U1, PL-6060-32U1, PL-6262-32U1, PL-6060-24A1, PL-30120-24A1, PL-6060-24U1, PL-12030-24U1
| Holux | holux | PL-A1/U1 | Side-emitting panel, 100–150 lm/W | images/holux/pl-a1-u1-15.jpg | Holux_1.pdf p.26 | 11 | PL-6060-40A1, PL-6262-40A1, PL-12030-40A1, PL-6060-36U1, PL-6262-36U1, PL-12030-36U1, PL-6060-28U1, PL-6262-28U1, PL-12030-28U1, PL-6767-40U1, PL-30150-40U1
| Holux | holux | PL-AIP | IP65 side-emitting screwless panel, 100 lm/W | images/holux/pl-aip-16.jpg | Holux_1.pdf p.28 | 3 | PL-6060-40AIP, PL-30120-40AIP, PL-60120-40AIP
| Holux | holux | RP-B2 | Reflection panel up to 200 lm/W, UGR<13 | images/holux/rp-b2-17.jpg | Holux_1.pdf p.30 | 3 | RP-6060-36B2, RP-6262-36B2, RP-30120-36B2
| Holux | holux | RP-A1 | Bat-wing reflection panel 140 lm/W, UGR<13 (reflector cup options) | images/holux/rp-a1-18.jpg | Holux_1.pdf p.30 | 3 | RP-6060-36A1, RP-6262-36A1, RP-30120-36A1
| Holux | holux | T8-A2/B2/C2 | T8 LED glass tube 160–210 lm/W | images/holux/t8-a2-b2-c2-19.jpg | Holux_1.pdf p.34 | 8 | T8-L12-12A2, T8-L15-17A2, T8-L06-09B2, T8-L12-15B2, T8-L15-20B2, T8-L06-7.5C2, T8-L12-15C2, T8-L15-20C2
| Holux | holux | T8-D1/E1 | T8 LED glass tube 110–135 lm/W (PF >0.5) | images/holux/t8-d1-e1-20.jpg | Holux_1.pdf p.34 | 6 | T8-L06-09D1, T8-L12-18D1, T8-L15-22D1, T8-L06-09E1, T8-L12-18E1, T8-L15-22E1
| Holux | holux | T8-S1 | T8 LED glass tube with 5.8 GHz radar sensor + networking module, 160 lm/W | images/holux/t8-s1-21.jpg | Holux_1.pdf p.35 | 2 | T8-L12-18S1, T8-L15-24S1
| Holux | holux | T5-A1/C1 | T5 LED glass tube | images/holux/t5-a1-c1-22.jpg | Holux_1.pdf p.37 | 8 | T5-L06-09A1, T5-L09-12A1, T5-L12-18A1, T5-L15-22A1, T5-L06-09C1, T5-L09-12C1, T5-L12-18C1, T5-L15-22C1
| Holux | holux | TP-F2/FS | 180 lm/W IP66 tri-proof (Tridonic on/off, or PWM dimmable with sensor / NFC / emergency), power selectable | images/holux/tp-f2-fs-23.jpg | Holux_1.pdf p.39 | 4 | TP-12-36F2, TP-15-55F2, TP-12-36FS, TP-15-55FS
| Holux | holux | TP-E2/G2 | IP66 tri-proof with hoverable buckles, linkable (microwave sensor / emergency options), 160–200 lm/W | images/holux/tp-e2-g2-24.jpg | Holux_1.pdf p.41 | 7 | TP-06-18E2, TP-12-36E2, TP-15-50E2, TP-18-70E2, TP-06-18G2, TP-12-36G2, TP-15-50G2
| Holux | holux | TP-B1/B2 | Anti-glare IP66 IK10 tri-proof (Philips driver), low UGR, 160 lm/W | images/holux/tp-b1-b2-25.jpg | Holux_1.pdf p.43 | 9 | TP-06-18B1, TP-12-36B1, TP-15-55B1, TP-06-18B2, TP-12-36B2, TP-15-55B2, TP-06-18B2-3CCT, TP-12-36B2-3CCT, TP-15-55B2-3CCT
| Holux | holux | TP-G3 | Transparent-base IP65 tri-proof (5 % up / 95 % down), 160 lm/W | images/holux/tp-g3-26.jpg | Holux_1.pdf p.45 | 3 | TP-06-18G3, TP-12-30G3, TP-15-40G3
| Holux | holux | TP-C4 | IP65 slim waterproof batten 3CCT, 140 lm/W | images/holux/tp-c4-27.jpg | Holux_1.pdf p.48 | 3 | TP-06-18C4, TP-12-36C4, TP-15-50C4
| Holux | holux | TP-C2/C3 | IP65 waterproof light 120 / 160 lm/W | images/holux/tp-c2-c3-28.jpg | Holux_1.pdf p.50 | 6 | TP-06-18-C2, TP-12-36-C2, TP-15-48-C2, TP-06-18-C3, TP-12-36-C3, TP-15-48-C3
| Holux | holux | TP-A4 | IP65 waterproof light 160 lm/W, replaceable LED (microwave sensor / emergency options) | images/holux/tp-a4-29.jpg | Holux_1.pdf p.52 | 4 | TP-12-18A4, TP-12-34A4, TP-15-27A4, TP-15-55A4
| Holux | holux | BF-C1 3CCT | IP44 LED batten, 3CCT 3000 / 3500 / 4000 K, power selectable, 160 lm/W | images/holux/bf-c1-3cct-30.jpg | Holux_1.pdf p.56 | 2 | BF-12-36C1-3CCT, BF-15-42C1-3CCT
| Holux | holux | BF-U1 | UGR<19 IP44 LED batten 140 lm/W (emergency option), power selectable | images/holux/bf-u1-31.jpg | Holux_1.pdf p.56 | 2 | BF-12-36U1, BF-15-58U1
| Holux | holux | M-A1 | IP65 IK10 round ceiling light 120 lm/W (microwave sensor option) | images/holux/m-a1-32.jpg | Holux_2.pdf p.2 | 4 | M-200-10A1, M-200-19A1, M-260-26A1, M-350-35A1
| Holux | holux | M-A2 | IP65 IK10 square ceiling light 120 lm/W (microwave sensor option) | images/holux/m-a2-33.jpg | Holux_2.pdf p.2 | 4 | M-200-10A2, M-200-19A2, M-260-26A2, M-350-35A2
| Holux | holux | M-2CCT | IP65 IK10 round ceiling light Φ300, 2CCT 3000 / 4000 K, power selectable (on/off, sensor, emergency) | images/holux/m-2cct-34.jpg | Holux_2.pdf p.4 | 6 | M-300-18DW-2CCT, M-300-25DW-2CCT, M-300-18SW-2CCT, M-300-25SW-2CCT, M-300-18EW-2CCT, M-300-25EW-2CCT
| Holux | holux | M-A1/S1/E1 300 | IP65 IK10 round ceiling light Φ300, 4000 K (on/off, sensor, emergency) | images/holux/m-a1-s1-e1-300-35.jpg | Holux_2.pdf p.4 | 6 | M-300-18A1, M-300-25A1, M-300-18S1, M-300-25S1, M-300-18E1, M-300-25E1
| Holux | holux | C-BM | Round LED ceiling light H69.5, two power levels, 3CCT, UGR<19 | images/holux/c-bm-36.jpg | Holux_2.pdf p.6 | 5 | C6300-BM, C6400-BM, C6500-BM, C6600-BM, C6800-BM
| Holux | holux | C-AM | Round LED ceiling light H86 (up-light ring), two power levels, 3CCT, UGR<19 | images/holux/c-am-37.jpg | Holux_2.pdf p.8 | 3 | C6400-AM, C6600-AM, C6800-AM
| Holux | holux | CLS Skyline | Skyline ceiling light – natural full-spectrum 1800–12000 K + RGB, CRI 97 (remote) | images/holux/cls-skyline-38.jpg | Holux_2.pdf p.10 | 8 | CLS-42-60A1, CLS-56-110A1, CLS-42-48A2, CLS-56-80A2, CLS-6060-110B1, CLS-9060-150B1, CLS-5959-80B2, CLS-9060-120B2
| Holux | holux | DLU | All-in-one LED downlight, 3CCT DIP switch, Triac / 0-10V / DALI, reflector + trims / surface can | images/holux/dlu-39.jpg | Holux_2.pdf p.12 | 6 | DLU1-4-10CCT, DLU1-6-20CCT, DLU1-8-35CCT, DLU2-4-10CCT, DLU2-6-20CCT, DLU2-8-35CCT
| Holux | holux | DLR/DLS | Multi-function slim ceiling downlight (adjustable cut-out), 2 power levels, 3CCT | images/holux/dlr-dls-40.jpg | Holux_2.pdf p.14 | 6 | DLR1-180-DP3C, DLR1-220-DP3C, DLR1-300-DP3C, DLS1-180-DP3C, DLS1-220-DP3C, DLS1-300-DP3C
| Holux | holux | DLH | LED downlight 100–125 lm/W, 3000–6500 K | images/holux/dlh-41.jpg | Holux_2.pdf p.16 | 9 | DLH1-3-5W, DLH1-4-9W, DLH1-5-15W, DLH1-6-18W, DLH1-6-24W, DLH1-8-24W, DLH1-8-36W, DLH1-6-DP3C, DLH1-8-DP3C
| Holux | holux | DLF | UGR<19 anti-glare LED spot downlight, Triac dimmable | images/holux/dlf-42.jpg | Holux_2.pdf p.18 | 5 | DLF1-3W-6, DLF1-4W-9, DLF1-3B-6, DLF1-4W-9D, DLF1-4B-9D
| Holux | holux | DLM A | Surface-mounted cylinder downlight 120 lm/W (reflector), on/off or DT8 DALI | images/holux/dlm-a-43.jpg | Holux_2.pdf p.20 | 5 | DLM1-125-14A1, DLM1-136-ADP3C, DLM1-136-ADT8, DLM1-184-ADP3C, DLM1-184-ADT8
| Holux | holux | DLM B | Surface-mounted cylinder downlight 120 lm/W (opal), on/off or DT8 DALI | images/holux/dlm-b-44.jpg | Holux_2.pdf p.20 | 5 | DLM1-125-14B1, DLM1-136-BDP3C, DLM1-136-BDT8, DLM1-184-BDP3C, DLM1-184-BDT8
| Holux | holux | DLC | LED downlight with heat sink, UGR<19, 110–150 lm/W | images/holux/dlc-45.jpg | Holux_2.pdf p.21 | 8 | DLC-6-12C1, DLC-8-24C1, DLC-4-7C2, DLC-5-7C2, DLC-6-15C2, DLC-8-28C2, DLC-6-15C2-3CCT, DLC-8-28C2-3CCT
| Holux | holux | DLS IP65 | IP65 waterproof high-efficiency downlight 140–160 lm/W | images/holux/dls-ip65-46.jpg | Holux_2.pdf p.21 | 5 | DLS-3-10W, DLS-4-15W, DLS-5-18W, DLS-6-25W, DLS-7-35W
| Holux | holux | PDL round recessed | Round embedded slim panel downlight 80–140 lm/W | images/holux/pdl-round-recessed-47.jpg | Holux_2.pdf p.23 | 9 | DL-3-3C1, DL-4-6C1, DL-5-9C1, DL-6-12C1, DL-7-15C1, DL-8-18C1, DL-10-24C1, DL-8-18B1, DL-10-24B1
| Holux | holux | PDL square recessed | Square embedded slim panel downlight 80–140 lm/W | images/holux/pdl-square-recessed-48.jpg | Holux_2.pdf p.24 | 9 | DL-3-3C2, DL-4-6C2, DL-5-9C2, DL-6-12C2, DL-7-15C2, DL-8-18C2, DL-10-24C2, DL-8-18B2, DL-10-24B2
| Holux | holux | PDL round surface | Round surface-mounted slim panel downlight 80–140 lm/W | images/holux/pdl-round-surface-49.jpg | Holux_2.pdf p.25 | 6 | DL-4-6C3, DL-6-12C3, DL-8-18C3, DL-10-24C3, DL-8-18B3, DL-10-24B3
| Holux | holux | PDL square surface | Square surface-mounted slim panel downlight 80–140 lm/W | images/holux/pdl-square-surface-50.jpg | Holux_2.pdf p.25 | 6 | DL-4-6C4, DL-6-12C4, DL-8-18C4, DL-10-24C4, DL-8-18B4, DL-10-24B4
| Holux | holux | HB-325 / HB-300 W2 | 200 lm/W UFO high bay (LiteOn LEDs, Sosen driver), 277V / 120V, power selectable | images/holux/hb-325-hb-300-w2-51.jpg | Holux_2.pdf p.27 | 6 | HB-325-240W2, HB-325-150W2, HB-300-200W2, HB-300-150W2, HB-300-120W2, HB-300-80W2
| Holux | holux | HB-B2 185 | 185 lm/W UFO high bay (LiteOn LEDs, Sosen driver) | images/holux/hb-b2-185-52.jpg | Holux_2.pdf p.28 | 3 | HB-246-100B2, HB-266-150B2, HB-300-200B2
| Holux | holux | HB-B2 3CCT | UFO high bay 160 lm/W (Lumileds 2835, Lifud driver), 4000 K or 3CCT | images/holux/hb-b2-3cct-53.jpg | Holux_2.pdf p.28 | 6 | HB-245-100B2, HB-280-150B2-UFO, HB-330-200B2, HB-245-100B2-3CCT, HB-280-150B2-3CCT, HB-330-200B2-3CCT
| Holux | holux | HB-B2/W2 140/160 | UFO high bay 140 / 160 lm/W (BMTC 2835, Lifud driver), power selectable, 100-240V | images/holux/hb-b2-w2-140-160-54.jpg | Holux_2.pdf p.29 | 8 | HB-240-100B2, HB-280-150B2, HB-320-200B2, HB-320-240B2, HB-240-100W2, HB-280-150W2, HB-320-200W2, HB-320-240W2
| Holux | holux | LF-A1 3CCT | 3CCT floodlight 150 lm/W with high-efficiency lens (Lumileds 2835, Sosen driver), power selectable | images/holux/lf-a1-3cct-55.jpg | Holux_2.pdf p.31 | 2 | LF-384-200A1-3CCT, LF-333-100A1-3CCT
| Holux | holux | LL-U1 | U1 linear light 125 lm/W, micro-prism, UGR low, 75° | images/holux/ll-u1-56.jpg | Holux_2.pdf p.33 | 8 | LL-12-32U1-WO-840, LL-12-32U1-BO-840, LL-12-32U1-WD-CCT, LL-12-32U1-BD-CCT, LL-15-40U1-WO-840, LL-15-40U1-BO-840, LL-15-40U1-WD-CCT, LL-15-40U1-BD-CCT
| Holux | holux | LL-A1 | A1 linear light 120 lm/W, haze diffuser, 100° | images/holux/ll-a1-57.jpg | Holux_2.pdf p.34 | 2 | LL-12-30A1-WO-840, LL-15-40A1-WO-840
| Holux | holux | LL-L1 | L1 linear light 160 lm/W, black louvre lens, 80° | images/holux/ll-l1-58.jpg | Holux_2.pdf p.34 | 2 | LL-12-24L1-BO-840, LL-12-24L1-BD-840
| Holux | holux | LL-A2 | A2 slim linear light 120 lm/W, haze diffuser, 110° | images/holux/ll-a2-59.jpg | Holux_2.pdf p.35 | 4 | LL-12-30A2-WO-840, LL-12-40A2-WO-840, LL-15-30A2-WO-840, LL-15-40A2-WO-840
| Holux | holux | A60 | A60 E27 LED bulb 85–160 lm/W | images/holux/a60-60.jpg | Holux_2.pdf p.37 | 12 | A60-E27-7W-L, A60-E27-9W-L, A60-E27-12W-L, A60-E27-15W-L, A60-E27-3.4W-IC, A60-E27-5.9W-IC, A60-E27-7.8W-IC, A60-E27-11W-IC, A60-E27-2.9W-IC, A60-E27-5W-IC, A60-E27-6.6W-IC, A60-E27-9.5W-IC
| Holux | holux | G45 / C37 | G45 golf ball and C37 candle LED bulbs E14 / E27 | images/holux/g45-c37-61.jpg | Holux_2.pdf p.38 | 10 | G45-E14E27-4.9W-L, G45-E14E27-6W-L, G45-E14E27-7W-L, G45-E14E27-2.9W-IC, G45-E14E27-4.9W-IC, C37-E14E27-4.9W-L, C37-E14E27-6W-L, C37-E14E27-7W-L, C37-E14E27-2.9W-IC, C37-E14E27-4.9W-IC
| Holux | holux | GU10 | GU10 LED spot lamp 85–160 lm/W | images/holux/gu10-62.jpg | Holux_2.pdf p.39 | 8 | GU10-GU10-3W-L, GU10-GU10-4W-L, GU10-GU10-5W-L, GU10-GU10-6W-L, GU10-GU10-7W-L, GU10-GU10-8W-L, GU10-38-2.9W-IC, GU10-GLASS30-8W-IC
| Holux | holux | Ra95 lamps | Less blue light / full-spectrum Ra ≥95 lamps, 4000 K | images/holux/ra95-lamps-63.jpg | Holux_2.pdf p.40 | 4 | A60-E27-7W-RA95, G45-E27-4.3W-RA95, C37-E14-4.3W-RA95, GU10-4.7W-RA95
| KYD | kyd | 01-A | 01-A Series LED bulkhead light (round) | images/kyd/01-a-0.jpg | KYD_Catalog-NEW_version_1.pdf p.3 | 3 | KYD-DL01-A-20W, KYD-DL01-A-30W, KYD-DL01-A-40W
| KYD | kyd | 01-B | 01-B Series LED bulkhead light (oval) | images/kyd/01-b-1.jpg | KYD_Catalog-NEW_version_1.pdf p.3 | 3 | KYD-DL01-B-20W, KYD-DL01-B-30W, KYD-DL01-B-40W
| KYD | kyd | D1 | D1 Series LED wall light | images/kyd/d1-2.jpg | KYD_Catalog-NEW_version_1.pdf p.3 | 4 | KYD-DL01-D1-9W, KYD-DL01-D1-12W, KYD-DL01-D1-15W, KYD-DL01-D1-18W
| KYD | kyd | D | D Series LED up / down wall light (cylinder) | images/kyd/d-3.jpg | KYD_Catalog-NEW_version_1.pdf p.3 | 10 | KYD-DL01-D-7W, KYD-DL01-D-12W, KYD-DL01-D-18W, KYD-DL01-D-24W, KYD-DL01-D-30W, KYD-DL01-D-2*7W, KYD-DL01-D-2*12W, KYD-DL01-D-2*18W, KYD-DL01-D-2*24W, KYD-DL01-D-2*30W
| KYD | kyd | RL01 | LED ramp / step light | images/kyd/rl01-4.jpg | KYD_Catalog-NEW_version_1.pdf p.4 | 5 | KYD-RL01-A-7W, KYD-RL01-A-9W, KYD-RL01-A-12W, KYD-RL01-A-15W, KYD-RL01-A-18W
| KYD | kyd | DL-3W | LED floor / deck light (1-4 sides) | images/kyd/dl-3w-5.jpg | KYD_Catalog-NEW_version_1.pdf p.4 | 4 | KYD-DL-3W-One-Side, KYD-DL-3W-Tow-Side, KYD-DL-3W-Three-Side, KYD-DL-3W-Four-Side
| KYD | kyd | DL01-C | LED bollard light (3 power levels) | images/kyd/dl01-c-6.jpg | KYD_Catalog-NEW_version_1.pdf p.4 | 3 | KYD-DL01-C-12W, KYD-DL01-C-15W, KYD-DL01-C-20W
| KYD | kyd | C1 | C1 Series LED bollard light (lantern, E27) | images/kyd/c1-7.jpg | KYD_Catalog-NEW_version_1.pdf p.4 | 5 | KYD-DL01-C1-7W, KYD-DL01-C1-9W, KYD-DL01-C1-12W, KYD-DL01-C1-15W, KYD-DL01-C1-18W
| KYD | kyd | DL01-E | LED underground (in-ground) light | images/kyd/dl01-e-8.jpg | KYD_Catalog-NEW_version_1.pdf p.5 | 7 | KYD-DL01-E-5W, KYD-DL01-E-7W, KYD-DL01-E-9W, KYD-DL01-E-12W, KYD-DL01-E-18W, KYD-DL01-E-24W, KYD-DL01-E-36W
| KYD | kyd | DL01-F | Linear LED underground light | images/kyd/dl01-f-9.jpg | KYD_Catalog-NEW_version_1.pdf p.5 | 3 | KYD-DL01-F-9W, KYD-DL01-F-18W, KYD-DL01-F-24W
| KYD | kyd | DL01-H | Outdoor LED spike / spot light | images/kyd/dl01-h-10.jpg | KYD_Catalog-NEW_version_1.pdf p.5 | 4 | KYD-DL01-H1, KYD-DL01-H2, KYD-DL01-H3, KYD-DL01-H4
| KYD | kyd | DL01-K | LED wall pack light | images/kyd/dl01-k-11.jpg | KYD_Catalog-NEW_version_1.pdf p.5 | 3 | KYD-DL01-K-60W, KYD-DL01-K-100W, KYD-DL01-K-120W
| KYD | kyd | WWL | LED wall washer | images/kyd/wwl-12.jpg | KYD_Catalog-NEW_version_1.pdf p.6 | 5 | KYD-WWL3220, KYD-WWL3636, KYD-WWL4638, KYD-WWL4563, KYD-WWL5565
| KYD | kyd | CL | LED courtyard (post-top) light | images/kyd/cl-13.jpg | KYD_Catalog-NEW_version_1.pdf p.6 | 4 | KYD-CL-30W, KYD-CL-60W, KYD-CL-100W, KYD-CL-150W
| KYD | kyd | S01 | S01 Series LED street light | images/kyd/s01-14.jpg | KYD_Catalog-NEW_version_1.pdf p.6 | 4 | KYD-S01-50W, KYD-S01-100W, KYD-S01-150W, KYD-S01-200W
| KYD | kyd | S02 | S02 Series LED street light (T2/T3/T4/T5 optics) | images/kyd/s02-15.jpg | KYD_Catalog-NEW_version_1.pdf p.6 | 5 | KYD-S02-50W, KYD-S02-100W, KYD-S02-150W, KYD-S02-200W, KYD-S02-300W
| KYD | kyd | OSSL | All-in-one solar street light | images/kyd/ossl-16.jpg | KYD_Catalog-NEW_version_1.pdf p.7 | 3 | KYD-OSSL-60W, KYD-OSSL-80W, KYD-OSSL-100W
| KYD | kyd | TSSL | All-in-two solar street light (separate panel) | images/kyd/tssl-17.jpg | KYD_Catalog-NEW_version_1.pdf p.7 | 3 | KYD-TSSL-60W, KYD-TSSL-80W, KYD-TSSL-100W
| KYD | kyd | FL0201 | FL0201 Series LED floodlight | images/kyd/fl0201-18.jpg | KYD_Catalog-NEW_version_1.pdf p.7 | 8 | KYD-FL0201-10W, KYD-FL0201-20W, KYD-FL0201-30W, KYD-FL0201-50W, KYD-FL0201-100W, KYD-FL0201-150W, KYD-FL0201-200W, KYD-FL0201-300W
| KYD | kyd | FL0202 | FL0202 Series LED floodlight | images/kyd/fl0202-19.jpg | KYD_Catalog-NEW_version_1.pdf p.7 | 7 | KYD-FL0202-30W, KYD-FL0202-50W, KYD-FL0202-100W, KYD-FL0202-150W, KYD-FL0202-200W, KYD-FL0202-300W, KYD-FL0202-400W
| KYD | kyd | FL0203 | FL0203 Series LED floodlight | images/kyd/fl0203-20.jpg | KYD_Catalog-NEW_version_1.pdf p.8 | 7 | KYD-FL0203-20W, KYD-FL0203-30W, KYD-FL0203-50W, KYD-FL0203-100W, KYD-FL0203-150W, KYD-FL0203-200W, KYD-FL0203-300W
| KYD | kyd | FL0204 | FL0204 Series modular LED floodlight (stadium) | images/kyd/fl0204-21.jpg | KYD_Catalog-NEW_version_1.pdf p.8 | 5 | KYD-FL0204-240W, KYD-FL0204-480W, KYD-FL0204-720W, KYD-FL0204-960W, KYD-FL0204-1200W
| KYD | kyd | SL | Solar LED floodlight | images/kyd/sl-22.jpg | KYD_Catalog-NEW_version_1.pdf p.8 | 4 | KYD-SL-A, KYD-SL-A1, KYD-SL-B, KYD-SL-B1
| KYD | kyd | HB01 | HB01 Series UFO LED high bay | images/kyd/hb01-23.jpg | KYD_Catalog-NEW_version_1.pdf p.8 | 6 | KYD-HB01-100W, KYD-HB01-150W, KYD-HB01-200W, KYD-HB01-300W, KYD-HB01-400W, KYD-HB01-500W
| KYD | kyd | HB02 | Motion-sensor LED high bay | images/kyd/hb02-24.jpg | KYD_Catalog-NEW_version_1.pdf p.9 | 3 | KYD-HB02-100W, KYD-HB02-150W, KYD-HB02-200W
| KYD | kyd | HB03 | Linear LED high bay | images/kyd/hb03-25.jpg | KYD_Catalog-NEW_version_1.pdf p.9 | 7 | KYD-HB03-A-100W, KYD-HB03-A-150W, KYD-HB03-A-200W, KYD-HB03-A-300W, KYD-HB03-B-150W, KYD-HB03-B-200W, KYD-HB03-B-300W
| KYD | kyd | B0612-A | A Series LED corn bulb (U-shape) | images/kyd/b0612-a-26.jpg | KYD_Catalog-NEW_version_1.pdf p.9 | 7 | KYD-B0612-A-5W, KYD--B0612-A-7W, KYD-B0612-A-9W, KYD-B0612-A-12W, KYD-B0612-A-16W, KYD-B0612-A-24W, KYD-B0612-A-32W
| KYD | kyd | B0612-B | B Series LED corn bulb | images/kyd/b0612-b-27.jpg | KYD_Catalog-NEW_version_1.pdf p.9 | 4 | KYD-B0612-B-27W, KYD-B0612-B-36W, KYD-B0612-B-45W, KYD-B0612-B-54W
| KYD | kyd | B0612-C | C Series high-power LED corn bulb | images/kyd/b0612-c-28.jpg | KYD_Catalog-NEW_version_1.pdf p.10 | 7 | KYD-B0612-C-60W, KYD-B0612-C-80W, KYD-B0612-C-100W, KYD-B0612-C-120W, KYD-B0612-C-150W, KYD-B0612-C-200W, KYD-B0612-C-250W
| KYD | kyd | PL backlit | Backlit LED panel | images/kyd/pl-backlit-29.jpg | KYD_Catalog-NEW_version_1.pdf p.10 | 6 | KYD-PL6060-40W(Backlit), KYD-PL12060-72W(Backlit), KYD-PL12030-40W(Backlit), KYD-PL6030-24W(Backlit), KYD-PL3030-18W(Backlit), KYD-PL6060-40W(Surface)
| KYD | kyd | PL edgelit | Edge-lit LED panel | images/kyd/pl-edgelit-30.jpg | KYD_Catalog-NEW_version_1.pdf p.10 | 5 | KYD-PL6060-40W(Edgelit), KYD-PL12060-72W(Edgelit), KYD-PL12030-40W(Edgelit), KYD-PL6030-24W(Edgelit), KYD-PL3030-18W(Edgelit)
| KYD | kyd | PL-A | Recessed round slim LED panel downlight | images/kyd/pl-a-31.jpg | KYD_Catalog-NEW_version_1.pdf p.10 | 7 | KYD-PL7W-A, KYD-PL9W-A, KYD-PL12W-A, KYD-PL15W-A, KYD-PL18W-A, KYD-PL24W-A, KYD-PL36W-A
| KYD | kyd | PL-B | Surface round LED panel downlight | images/kyd/pl-b-32.jpg | KYD_Catalog-NEW_version_1.pdf p.11 | 7 | KYD-PL7W-B, KYD-PL9W-B, KYD-PL12W-B, KYD-PL15W-B, KYD-PL18W-B, KYD-PL24W-B, KYD-PL36W-B
| KYD | kyd | DL01 track | LED track spotlight | images/kyd/dl01-track-33.jpg | KYD_Catalog-NEW_version_1.pdf p.11 | 7 | KYD-DL01-15W, KYD-DL01-20W, KYD-DL01-30W, KYD-DL01-35W, KYD-DL01-40W, KYD-DL01-50W, KYD-DL01-60W
| KYD | kyd | DL02 | Magnetic LED track system (48 V) | images/kyd/dl02-34.jpg | KYD_Catalog-NEW_version_1.pdf p.11 | 5 | KYD-DL02-MFL, KYD-DL02-MSL, KYD-DL02-MASL, KYD-DL02-MTL, KYD-DL02-MSL-P
| KYD | kyd | DL03 | Recessed adjustable (gimbal) downlight – catalogue title "Recessed LED Panel Light" | images/kyd/dl03-35.jpg | KYD_Catalog-NEW_version_1.pdf p.11 | 7 | KYD-DL03-12W, KYD-DL03-15W, KYD-DL03-25W, KYD-DL03-35W, KYD-DL03-40W, KYD-DL03-50W, KYD-DL03-60W
| KYD | kyd | DL04 | Surface cylinder LED downlight | images/kyd/dl04-36.jpg | KYD_Catalog-NEW_version_1.pdf p.12 | 6 | KYD-DL04-20W, KYD-DL04-24W, KYD-DL04-30W, KYD-DL04-50W, KYD-DL04-60W, KYD-DL04-100W
| KYD | kyd | DL05 | Recessed LED spotlight (tiltable) | images/kyd/dl05-37.jpg | KYD_Catalog-NEW_version_1.pdf p.12 | 8 | KYD-DL05-7W, KYD-DL05-10W, KYD-DL05-10W-P12, KYD-DL05-12W, KYD-DL05-15W, KYD-DL05-20W, KYD-DL05-25W, KYD-DL05-30W
| KYD | kyd | DL06 | 06 Series LED downlight (reflector) | images/kyd/dl06-38.jpg | KYD_Catalog-NEW_version_1.pdf p.12 | 5 | KYD-DL06-10W, KYD-DL06-20W, KYD-DL06-30W, KYD-DL06-40W, KYD-DL06-50W
| KYD | kyd | DL07 | 07 Series IP65 LED downlight | images/kyd/dl07-39.jpg | KYD_Catalog-NEW_version_1.pdf p.12 | 5 | KYD-DL07-12W, KYD-DL07-20W, KYD-DL07-25W, KYD-DL07-35W, KYD-DL07-50W
| KYD | kyd | DL08 | 08 Series LED spotlight (COB, adjustable) | images/kyd/dl08-40.jpg | KYD_Catalog-NEW_version_1.pdf p.13 | 5 | KYD-DL08-7W, KYD-DL08-12W, KYD-DL08-15W, KYD-DL08-25W, KYD-DL08-35W
| KYD | kyd | DL09 | 09 Series LED downlight (SMD / COB) | images/kyd/dl09-41.jpg | KYD_Catalog-NEW_version_1.pdf p.13 | 10 | KYD-DL09-SMD-15W, KYD-DL09-SMD-25W, KYD-DL09-SMD-30W, KYD-DL09-SMD-40W, KYD-DL09-SMD-50W, KYD-DL09-COB-15W, KYD-DL09-COB-25W, KYD-DL09-COB-30W, KYD-DL09-COB-40W, KYD-DL09-COB-50W
| KYD | kyd | DL10 | 10 Series slim LED downlight | images/kyd/dl10-42.jpg | KYD_Catalog-NEW_version_1.pdf p.13 | 6 | KYD-DL10-7W, KYD-DL10-9W, KYD-DL10-12W, KYD-DL10-15W, KYD-DL10-20W, KYD-DL10-35W
| KYD | kyd | DL11 | Mini LED spotlight (cabinet) | images/kyd/dl11-43.jpg | KYD_Catalog-NEW_version_1.pdf p.13 | 4 | KYD-DL11-3W, KYD-DL11-5W, KYD-DL11-7W, KYD-DL11-9W
| KYD | kyd | ML | LED mirror / picture light | images/kyd/ml-44.jpg | KYD_Catalog-NEW_version_1.pdf p.14 | 3 | KYD-ML50-9W, KYD-ML60-12W, KYD-ML80-15W
| KYD | kyd | T8 | T8 LED tube | images/kyd/t8-45.jpg | KYD_Catalog-NEW_version_1.pdf p.14 | 5 | KYD-T8-06-10W, KYD-T8-09-14W, KYD-T8-12-18W, KYD-T8-15-24W, KYD-T8-24-36W
| KYD | kyd | T5 | T5 LED tube | images/kyd/t5-46.jpg | KYD_Catalog-NEW_version_1.pdf p.14 | 5 | KYD-T5-06-10W, KYD-T5-09-14W, KYD-T5-12-18W, KYD-T5-15-24W, KYD-T5-24-36W
| KYD | kyd | TI8 | Integrated T8 LED tube (batten) | images/kyd/ti8-47.jpg | KYD_Catalog-NEW_version_1.pdf p.14 | 5 | KYD-TI8-06-10W, KYD-TI8-09-14W, KYD-TI8-12-18W, KYD-TI8-15-24W, KYD-TI8-24-36W
| KYD | kyd | BL | LED batten (slim) | images/kyd/bl-48.jpg | KYD_Catalog-NEW_version_1.pdf p.15 | 3 | KYD-BL06-18W, KYD-BL12-36W, KYD-BL15-48W
| KYD | kyd | TPL8575 | LED waterproof light | images/kyd/tpl8575-49.jpg | KYD_Catalog-NEW_version_1.pdf p.15 | 3 | KYD-TPL8575-18W, KYD-TPL8575-36W, KYD-TPL8575-48W
| KYD | kyd | TPL7560 | LED tri-proof light | images/kyd/tpl7560-50.jpg | KYD_Catalog-NEW_version_1.pdf p.15 | 3 | KYD-TPL7560-18W, KYD-TPL7560-36W, KYD-TPL7560-48W
| KYD | kyd | TPL6555 | ECO LED tri-proof light | images/kyd/tpl6555-51.jpg | KYD_Catalog-NEW_version_1.pdf p.15 | 3 | KYD-TPL6555-18W, KYD-TPL6555-36W, KYD-TPL6555-48W
| KYD | kyd | SL101 | COB LED strip (DC 12/24 V) | images/kyd/sl101-52.jpg | KYD_Catalog-NEW_version_1.pdf p.17 | 3 | KYD-SL101-4.8W, KYD-SL101-9.6W, KYD-SL101-14.4W
| KYD | kyd | SL201 | LED neon flex (DC 12/24 V) | images/kyd/sl201-53.jpg | KYD_Catalog-NEW_version_1.pdf p.17 | 3 | KYD-SL201-4.8W, KYD-SL201-9.6W, KYD-SL201-14.4W
| KYD | kyd | B0607 | A-type LED bulb (A60) | images/kyd/b0607-54.jpg | KYD_Catalog-NEW_version_1.pdf p.17 | 4 | KYD-B0607-2.8W, KYD-B0607-4.7W, KYD-B0607-5.8W, KYD-B0607-8.1W
| KYD | kyd | B0808 | High-power LED bulb (T-bulb) | images/kyd/b0808-55.jpg | KYD_Catalog-NEW_version_1.pdf p.17 | 9 | KYD-B0808-10W, KYD-B0808-20W, KYD-B0808-30W, KYD-B0808-40W, KYD-B0808-50W, KYD-B0808-70W, KYD-B0808-100W, KYD-B0808-120W, KYD-B0808-150W
| KYD | kyd | KYD5275 | Suspended / surface linear light 130 lm/W | images/kyd/kyd5275-56.jpg | KYD_Catalog-NEW_version_1.pdf p.16 | 3 | KYD5275-12-40W, KYD5275-15-50W, KYD5275-24-80W
| KYD | kyd | KYD7535 | Recessed linear light 100 lm/W | images/kyd/kyd7535-57.jpg | KYD_Catalog-NEW_version_1.pdf p.16 | 3 | KYD7535-40W, KYD7535-50W, KYD7535-80W
| KYD | kyd | Candle | LED candle lamp E14 / E27 | images/kyd/candle-58.jpg | KYD_Catalog-NEW_version_1.pdf p.18 | 2 | KYD-DL04-50W-CANDLE, KYD-DL04-60W-CANDLE
| KYD | kyd | S0806-A | A Series GU10 LED bulb (COB) | images/kyd/s0806-a-59.jpg | KYD_Catalog-NEW_version_1.pdf p.18 | 2 | KYD-S0806-A-5W, KYD-S0806-A-6W
| KYD | kyd | S0808 AR111 | AR111 LED spot lamp | images/kyd/s0808-ar111-60.jpg | KYD_Catalog-NEW_version_1.pdf p.18 | 2 | KYD-S0808-12W, KYD-S0808-15W
| KYD | kyd | S0806-L | L Series GU10 LED bulb | images/kyd/s0806-l-61.jpg | KYD_Catalog-NEW_version_1.pdf p.18 | 2 | KYD-S0806-L-5W, KYD-S0806-L-6W
| KYD | kyd | S0807 PAR | LED PAR lamp E27 | images/kyd/s0807-par-62.jpg | KYD_Catalog-NEW_version_1.pdf p.18 | 3 | KYD-S0807-8W, KYD-S0807-12W, KYD-S0807-18W
| KYD | kyd | B0608 R | LED R (reflector) lamp E27 | images/kyd/b0608-r-63.jpg | KYD_Catalog-NEW_version_1.pdf p.18 | 4 | KYD-B0608-5W, KYD-B0608-7W, KYD-B0608-9W, KYD-B0608-13W
| ZC Lighting | zc_lighting | HB17 | Smart adjustable high bay – mechanical rotary lens | images/zc_lighting/hb17-0.jpg | ZC_2.pdf p.1 | 4 | HB17-100, HB17-150, HB17-200, HB17-240
| ZC Lighting | zc_lighting | HB16 | Electronic tunable high bay – beam via DIP switch | images/zc_lighting/hb16-1.jpg | ZC_2.pdf p.2 | 3 | HB16-100, HB16-150, HB16-200
| ZC Lighting | zc_lighting | HB15 | 3-in-1 tunable high bay – anti-glare ring lens | images/zc_lighting/hb15-2.jpg | ZC_2.pdf p.3 | 3 | HB15-100, HB15-150, HB15-200
| ZC Lighting | zc_lighting | HB13 | Omni-adjustable high bay – power, CCT and beam | images/zc_lighting/hb13-3.jpg | ZC_2.pdf p.4 | 4 | HB13-100, HB13-150, HB13-200, HB13-240
| ZC Lighting | zc_lighting | HB12 | Convective heat-sink tunable high bay, sensor-ready | images/zc_lighting/hb12-4.jpg | ZC_2.pdf p.5 | 4 | HB12-100, HB12-150, HB12-200, HB12-240
| ZC Lighting | zc_lighting | HB10 | Ultra-slim monolithic high bay (budget) | images/zc_lighting/hb10-5.jpg | ZC_2.pdf p.6 | 3 | HB10-100, HB10-150, HB10-200
| ZC Lighting | zc_lighting | HB09 | Driver-isolated dual-tunable high bay, external sensor ready | images/zc_lighting/hb09-6.jpg | ZC_2.pdf p.7 | 4 | HB09-100, HB09-150, HB09-200, HB09-240
| ZC Lighting | zc_lighting | HB06 | 210 lm/W high bay – round or linear driver (SKD) | images/zc_lighting/hb06-7.jpg | ZC_2.pdf p.8 | 4 | HB06-100, HB06-150, HB06-200, HB06-240
| ZC Lighting | zc_lighting | HB05 | High-output high bay up to 300 W / 42,000 lm | images/zc_lighting/hb05-8.jpg | ZC_2.pdf p.9 | 5 | HB05-100, HB05-150, HB05-200, HB05-240, HB05-300
| ZC Lighting | zc_lighting | HB23 | Linear panel high bay 85° – low glare, modular 100–450 W | images/zc_lighting/hb23-9.jpg | ZC_2.pdf p.10 | 6 | HB23-100, HB23-150, HB23-200, HB23-300, HB23-300 (3 modules), HB23-450
| ZC Lighting | zc_lighting | HB22 | Modular aisle high bay 1–4 modules, narrow & asymmetric optics | images/zc_lighting/hb22-10.jpg | ZC_2.pdf p.11 | 4 | HB22-150, HB22-300, HB22-450, HB22-600
| ZC Lighting | zc_lighting | HL02 | Extruded aluminium linear high bay – Philips LEDs, MeanWell / Inventronics driver | images/zc_lighting/hl02-11.jpg | ZC_2.pdf p.12 | 5 | HL02-50, HL02-100, HL02-150, HL02-200, HL02-240
| ZC Lighting | zc_lighting | HL03 | Hybrid aluminium linear high bay 160 lm/W – aisle optics | images/zc_lighting/hl03-12.jpg | ZC_2.pdf p.13 | 5 | HL03-50, HL03-100, HL03-150, HL03-200, HL03-240
| ZC Lighting | zc_lighting | SL05 | Finless tool-free street light, NEMA + Zhaga, safety disconnect | images/zc_lighting/sl05-13.jpg | ZC_2.pdf p.15 | 9 | SL05-30, SL05-50, SL05-60, SL05-80, SL05-100, SL05-120, SL05-150, SL05-200, SL05-250
| ZC Lighting | zc_lighting | SL04 | Budget finless street light with 4-in-1 wattage selector | images/zc_lighting/sl04-14.jpg | ZC_2.pdf p.16 | 8 | SL04-50, SL04-60, SL04-80, SL04-100, SL04-120, SL04-150, SL04-180, SL04-200
| ZC Lighting | zc_lighting | SL03 | Multi-mounting street light with 3-in-1 power switch | images/zc_lighting/sl03-15.jpg | ZC_2.pdf p.17 | 9 | SL03-30, SL03-50, SL03-60, SL03-80, SL03-100, SL03-120, SL03-150, SL03-180, SL03-200
| ZC Lighting | zc_lighting | SL02 | One-piece die-cast budget street light 140 lm/W | images/zc_lighting/sl02-16.jpg | ZC_2.pdf p.18 | 3 | SL02-30, SL02-60, SL02-100
| ZC Lighting | zc_lighting | AL03 | 170 lm/W area light, smart-control ready (photocell, microwave, Bluetooth) | images/zc_lighting/al03-17.jpg | ZC_2.pdf p.19 | 7 | AL03-100, AL03-120, AL03-150, AL03-200, AL03-240, AL03-300, AL03-400
| ZC Lighting | zc_lighting | AL02 | Die-cast area light 145 lm/W – parking lots | images/zc_lighting/al02-18.jpg | ZC_2.pdf p.20 | 5 | AL02-100, AL02-150, AL02-240, AL02-300, AL02-400
| ZC Lighting | zc_lighting | AL01 | 150 lm/W area light – Philips LEDs, MeanWell / Sosen drivers | images/zc_lighting/al01-19.jpg | ZC_2.pdf p.21 | 5 | AL01-100, AL01-150, AL01-200, AL01-300, AL01-400
| ZC Lighting | zc_lighting | AL05 | 3-in-1 tunable post top – garden & pathway | images/zc_lighting/al05-20.jpg | ZC_2.pdf p.22 | 3 | AL05-30, AL05-50, AL05-100
| ZC Lighting | zc_lighting | WP01 | Die-cast wall pack 130 lm/W – asymmetric forward throw, dark-sky | images/zc_lighting/wp01-21.jpg | ZC_2.pdf p.23 | 4 | WP01-60, WP01-80, WP01-100, WP01-120
| ZC Lighting | zc_lighting | FL06 | 3-in-1 power & CCT floodlight 150 lm/W, 270° bracket | images/zc_lighting/fl06-22.jpg | ZC_2.pdf p.25 | 5 | FL06-30, FL06-50, FL06-100, FL06-150, FL06-200
| ZC Lighting | zc_lighting | FL04 | Ultra-slim DOB floodlight 120 lm/W (budget), PIR optional | images/zc_lighting/fl04-23.jpg | ZC_2.pdf p.26 | 6 | FL04-10, FL04-20, FL04-30, FL04-50, FL04-80, FL04-100
| ZC Lighting | zc_lighting | FL03 | Power & CCT tunable floodlight 140 lm/W, dual lens, scaled bracket | images/zc_lighting/fl03-24.jpg | ZC_2.pdf p.27 | 7 | FL03-50, FL03-100, FL03-150, FL03-200, FL03-240, FL03-300, FL03-400
| ZC Lighting | zc_lighting_part1 | PL08 | Tennis & padel luminaire – asymmetric, visors, UGR<19, DarkSky | images/zc_lighting_part1/pl08-0.jpg | ZC_1.pdf p.7 | 8 | PL08-240, PL08-300, PL08-400, PL08-500, PL08-320 (large), PL08-400 (large), PL08-500 (large), PL08-750
| ZC Lighting | zc_lighting_part1 | FL09 | Ares stadium floodlight 500–1800 W – 1:1 replacement for 2000 W metal halide | images/zc_lighting_part1/fl09-1.jpg | ZC_1.pdf p.9 | 8 | FL09-500, FL09-600, FL09-800, FL09-1000, FL09-1200, FL09-1500, FL09-1650, FL09-1800
| ZC Lighting | zc_lighting_part1 | FL18 | GameAres cost-effective stadium floodlight 600–1800 W, up to 178 lm/W | images/zc_lighting_part1/fl18-2.jpg | ZC_1.pdf p.10 | 7 | FL18-600, FL18-800, FL18-1000, FL18-1200, FL18-1500, FL18-1650, FL18-1800
| ZC Lighting | zc_lighting_part1 | SP02 | Radial sports floodlight – DIP switch wattage & CCT, 1:1 HID replacement | images/zc_lighting_part1/sp02-3.jpg | ZC_1.pdf p.12 | 7 | SP02-400, SP02-500, SP02-600, SP02-750, SP02-800, SP02-1000, SP02-1200
| ZC Lighting | zc_lighting_part1 | FL26 | Modular sports floodlight 1–3 modules – field-adjustable wattage & optics, RGBW | images/zc_lighting_part1/fl26-4.jpg | ZC_1.pdf p.14 | 12 | FL26-300, FL26-400, FL26-500, FL26-600, FL26-600 (2 modules), FL26-800, FL26-1000, FL26-1200, FL26-900, FL26-1200 (3 modules), FL26-1500, FL26-1800
| ZC Lighting | zc_lighting_part1 | FL20 | Aviation-grade full-cutoff floodlight – 0 % uplight, 3G vibration (aprons, highways) | images/zc_lighting_part1/fl20-5.jpg | ZC_1.pdf p.15 | 2 | FL20-400, FL20-600
| ZC Lighting | zc_lighting_part1 | FL19 | Ultra-light stadium floodlight 600–2250 W, 5° tilted optics, DarkSky | images/zc_lighting_part1/fl19-6.jpg | ZC_1.pdf p.16 | 6 | FL19-600, FL19-750, FL19-1200, FL19-1500, FL19-1800, FL19-2250
| ZC Lighting | zc_lighting_part1 | FL16 Plus | Skived-fin sports floodlight 500–1800 W with tempered glass + visor (coastal / harsh) | images/zc_lighting_part1/fl16-plus-7.jpg | ZC_1.pdf p.17 | 6 | FL16 Plus-500, FL16 Plus-600, FL16 Plus-1000, FL16 Plus-1200, FL16 Plus-1500, FL16 Plus-1800
| ZC Lighting | zc_lighting_part1 | FL16 | Skived-fin sports floodlight 500–1800 W, PC optics (light, cost-effective) | images/zc_lighting_part1/fl16-8.jpg | ZC_1.pdf p.18 | 6 | FL16-500, FL16-600, FL16-1000, FL16-1200, FL16-1500, FL16-1800
| ZC Lighting | zc_lighting_part1 | FL15 | Modular sports & aviation floodlight 400–2000 W (1–4 modules), SKD | images/zc_lighting_part1/fl15-9.jpg | ZC_1.pdf p.19 | 8 | FL15-400, FL15-500, FL15-800, FL15-1000, FL15-1200, FL15-1500, FL15-1600, FL15-2000
| ZC Lighting | zc_lighting_part1 | FL10 | High-density modular sports floodlight 500–2000 W, up to 180 lm/W, RGBW | images/zc_lighting_part1/fl10-10.jpg | ZC_1.pdf p.20 | 8 | FL10-500, FL10-600, FL10-800, FL10-1000, FL10-1000 (2 modules), FL10-1200, FL10-1600, FL10-2000
| ZC Lighting | zc_lighting_part1 | FL08 | Modular SKD sports floodlight 200–1000 W, independent driver per module | images/zc_lighting_part1/fl08-11.jpg | ZC_1.pdf p.22 | 8 | FL08-200, FL08-250, FL08-400, FL08-500, FL08-600, FL08-750, FL08-800, FL08-1000 | FL08RGBW
| ZC Lighting | zc_lighting_part1 | FL08RGBW | FL08 RGBW colour-changing floodlight 250–1000 W (event / façade) | images/zc_lighting_part1/fl08-11.jpg | ZC_1.pdf p.22 | 4 | FL08RGBW-250, FL08RGBW-500, FL08RGBW-750, FL08RGBW-1000 | FL08
| ZC Lighting | zc_lighting_part1 | FL01 | Multi-directional modular sports light 250–1200 W – each module rotates 180°, tool-free SKD | images/zc_lighting_part1/fl01-13.jpg | ZC_1.pdf p.23 | 8 | FL01-250, FL01-300, FL01-500, FL01-600, FL01-750, FL01-900, FL01-1000, FL01-1200
| ZC Lighting | zc_lighting_part1 | HM01R | High-mast luminaire 500–1200 W – 1:1 HID retrofit for 20 m+ poles (airports, ports, highways) | images/zc_lighting_part1/hm01r-14.jpg | ZC_1.pdf p.25 | 6 | HM01R-500, HM01R-600, HM01R-750, HM01R-800, HM01R-1000, HM01R-1200
| ZC Lighting | zc_lighting_part1 | HM01S | High-mast luminaire 800–1000 W with 360° rotating heads (irregular layouts) | images/zc_lighting_part1/hm01s-15.jpg | ZC_1.pdf p.26 | 2 | HM01S-800, HM01S-1000
| ZC Lighting | zc_lighting_part1 | HB21 | Ultra-slim 17 mm 3-in-1 high bay – wattage, CCT and optics adjustable, UGR<19 (hygienic) | images/zc_lighting_part1/hb21-16.jpg | ZC_1.pdf p.28 | 3 | HB21-100, HB21-150, HB21-200
| ZC Lighting | zc_lighting_part1 | HB20 | 70 °C high-temperature high bay 300–400 W (smelting, steel, paper mills) | images/zc_lighting_part1/hb20-17.jpg | ZC_1.pdf p.29 | 2 | HB20-300, HB20-400
| ZC Lighting | zc_lighting_part1 | HB19 | High-power high bay 400–600 W for 15–25 m spaces (hangars, shipyards) | images/zc_lighting_part1/hb19-18.jpg | ZC_1.pdf p.30 | 3 | HB19-400, HB19-500, HB19-600